## LargeOffice_46320m2
Epoch | Pre1980 | [17 empty] | Post1980 | [17 empty] | New2004
Energy Type | Cooling (kWh/m2) |  |  | Heating (kWh/m2) |  |  | Lights (kWh/m2) |  |  | Equipment (kWh/m2) |  |  | DHW (kWh/m2) |  |  | EUI (kWh/m2) |  |  | Cooling (kWh/m2) |  |  | Heating (kWh/m2) |  |  | Lights (kWh/m2) |  |  | Equipment (kWh/m2) |  |  | DHW (kWh/m2) |  |  | EUI (kWh/m2) |  |  | Cooling (kWh/m2) |  |  | Heating (kWh/m2) |  |  | Lights (kWh/m2) |  |  | Equipment (kWh/m2) |  |  | DHW (kWh/m2) |  |  | EUI (kWh/m2)
Simulation Type | EP | UMI | error | EP | UMI | error | EP | UMI | error | EP | UMI | error | EP | UMI | error | EP | UMI | error | EP | UMI | error | EP | UMI | error | EP | UMI | error | EP | UMI | error | EP | UMI | error | EP | UMI | error | EP | UMI | error | EP | UMI | error | EP | UMI | error | EP | UMI | error | EP | UMI | error | EP | UMI | error
Month
1 | 5.899e-08 | 0 | -1 | 13.4267 | 0 | -1 | 4.2238 | 0 | -1 | 4.2308 | 0 | -1 | 0.14555 | 0 | -1 | 22.027 | 0 | -1 | 6.4231e-08 | 0 | -1 | 13.4216 | 0 | -1 | 4.2238 | 0 | -1 | 4.2308 | 0 | -1 | 0.14928 | 0 | -1 | 22.0256 | 0 | -1 | 6.0707e-08 | 0 | -1 | 9.3317 | 0 | -1 | 2.8159 | 0 | -1 | 4.2308 | 0 | -1 | 0.14555 | 0 | -1 | 16.524 | 0 | -1
2 | 0.026723 | 0 | -1 | 9.7594 | 0 | -1 | 3.8397 | 0 | -1 | 3.8306 | 0 | -1 | 0.13493 | 0 | -1 | 17.5913 | 0 | -1 | 0.02709 | 0 | -1 | 9.6742 | 0 | -1 | 3.8397 | 0 | -1 | 3.8306 | 0 | -1 | 0.13838 | 0 | -1 | 17.51 | 0 | -1 | 0.023585 | 0 | -1 | 6.4137 | 0 | -1 | 2.5598 | 0 | -1 | 3.8306 | 0 | -1 | 0.13493 | 0 | -1 | 12.9626 | 0 | -1
3 | 0.093995 | 0 | -1 | 5.0858 | 0 | -1 | 4.5499 | 0 | -1 | 4.3987 | 0 | -1 | 0.15433 | 0 | -1 | 14.2827 | 0 | -1 | 0.092963 | 0 | -1 | 4.7879 | 0 | -1 | 4.5499 | 0 | -1 | 4.3987 | 0 | -1 | 0.15828 | 0 | -1 | 13.9877 | 0 | -1 | 0.083942 | 0 | -1 | 3.0357 | 0 | -1 | 3.0332 | 0 | -1 | 4.3987 | 0 | -1 | 0.15433 | 0 | -1 | 10.7059 | 0 | -1
4 | 0.89768 | 0 | -1 | 2.7835 | 0 | -1 | 4.0915 | 0 | -1 | 4.0861 | 0 | -1 | 0.13191 | 0 | -1 | 11.9907 | 0 | -1 | 0.87547 | 0 | -1 | 2.608 | 0 | -1 | 4.0915 | 0 | -1 | 4.0861 | 0 | -1 | 0.13528 | 0 | -1 | 11.7963 | 0 | -1 | 0.76337 | 0 | -1 | 1.6073 | 0 | -1 | 2.7277 | 0 | -1 | 4.0861 | 0 | -1 | 0.13191 | 0 | -1 | 9.3163 | 0 | -1
5 | 1.8981 | 0 | -1 | 0.70428 | 0 | -1 | 4.3869 | 0 | -1 | 4.3148 | 0 | -1 | 0.12776 | 0 | -1 | 11.4318 | 0 | -1 | 1.8442 | 0 | -1 | 0.66218 | 0 | -1 | 4.3869 | 0 | -1 | 4.3148 | 0 | -1 | 0.13103 | 0 | -1 | 11.339 | 0 | -1 | 1.6433 | 0 | -1 | 0.37465 | 0 | -1 | 2.9246 | 0 | -1 | 4.3148 | 0 | -1 | 0.12776 | 0 | -1 | 9.3851 | 0 | -1
6 | 3.7657 | 0 | -1 | 0.09392 | 0 | -1 | 4.3675 | 0 | -1 | 4.2373 | 0 | -1 | 0.11343 | 0 | -1 | 12.5778 | 0 | -1 | 3.6547 | 0 | -1 | 0.084609 | 0 | -1 | 4.3675 | 0 | -1 | 4.2373 | 0 | -1 | 0.11633 | 0 | -1 | 12.4604 | 0 | -1 | 3.1754 | 0 | -1 | 0.040723 | 0 | -1 | 2.9117 | 0 | -1 | 4.2373 | 0 | -1 | 0.11343 | 0 | -1 | 10.4785 | 0 | -1
7 | 5.2567 | 0 | -1 | 0.02402 | 0 | -1 | 4.1109 | 0 | -1 | 4.1636 | 0 | -1 | 0.099824 | 0 | -1 | 13.655 | 0 | -1 | 5.081 | 0 | -1 | 0.020871 | 0 | -1 | 4.1109 | 0 | -1 | 4.1636 | 0 | -1 | 0.10238 | 0 | -1 | 13.4787 | 0 | -1 | 4.374 | 0 | -1 | 0.0082095 | 0 | -1 | 2.7406 | 0 | -1 | 4.1636 | 0 | -1 | 0.099824 | 0 | -1 | 11.3862 | 0 | -1
8 | 4.5214 | 0 | -1 | 0.07466 | 0 | -1 | 4.5499 | 0 | -1 | 4.3987 | 0 | -1 | 0.10498 | 0 | -1 | 13.6496 | 0 | -1 | 4.3794 | 0 | -1 | 0.064569 | 0 | -1 | 4.5499 | 0 | -1 | 4.3987 | 0 | -1 | 0.10766 | 0 | -1 | 13.5002 | 0 | -1 | 3.7755 | 0 | -1 | 0.032195 | 0 | -1 | 3.0332 | 0 | -1 | 4.3987 | 0 | -1 | 0.10498 | 0 | -1 | 11.3446 | 0 | -1
9 | 2.7644 | 0 | -1 | 0.3829 | 0 | -1 | 4.0915 | 0 | -1 | 4.0861 | 0 | -1 | 0.099314 | 0 | -1 | 11.4242 | 0 | -1 | 2.6874 | 0 | -1 | 0.34858 | 0 | -1 | 4.0915 | 0 | -1 | 4.0861 | 0 | -1 | 0.10185 | 0 | -1 | 11.3155 | 0 | -1 | 2.3491 | 0 | -1 | 0.21816 | 0 | -1 | 2.7277 | 0 | -1 | 4.0861 | 0 | -1 | 0.099314 | 0 | -1 | 9.4803 | 0 | -1
10 | 0.74945 | 0 | -1 | 1.8029 | 0 | -1 | 4.2238 | 0 | -1 | 4.2308 | 0 | -1 | 0.11173 | 0 | -1 | 11.1187 | 0 | -1 | 0.73672 | 0 | -1 | 1.6773 | 0 | -1 | 4.2238 | 0 | -1 | 4.2308 | 0 | -1 | 0.11458 | 0 | -1 | 10.9833 | 0 | -1 | 0.6723 | 0 | -1 | 1.1127 | 0 | -1 | 2.8159 | 0 | -1 | 4.2308 | 0 | -1 | 0.11173 | 0 | -1 | 8.9434 | 0 | -1
11 | 0.57262 | 0 | -1 | 6.0452 | 0 | -1 | 4.1544 | 0 | -1 | 4.1367 | 0 | -1 | 0.12154 | 0 | -1 | 15.0305 | 0 | -1 | 0.56547 | 0 | -1 | 5.8516 | 0 | -1 | 4.1544 | 0 | -1 | 4.1367 | 0 | -1 | 0.12465 | 0 | -1 | 14.8329 | 0 | -1 | 0.49121 | 0 | -1 | 3.566 | 0 | -1 | 2.7696 | 0 | -1 | 4.1367 | 0 | -1 | 0.12154 | 0 | -1 | 11.085 | 0 | -1
12 | 1.3156e-07 | 0 | -1 | 12.1265 | 0 | -1 | 4.1109 | 0 | -1 | 4.1636 | 0 | -1 | 0.13352 | 0 | -1 | 20.5345 | 0 | -1 | 1.4586e-07 | 0 | -1 | 12.0402 | 0 | -1 | 4.1109 | 0 | -1 | 4.1636 | 0 | -1 | 0.13693 | 0 | -1 | 20.4515 | 0 | -1 | 6.7966e-08 | 0 | -1 | 8.2034 | 0 | -1 | 2.7406 | 0 | -1 | 4.1636 | 0 | -1 | 0.13352 | 0 | -1 | 15.2411 | 0 | -1
Annual | 20.5467 | 0 | -1 | 52.3099 | 0 | -1 | 50.7006 | 0 | -1 | 50.2777 | 0 | -1 | 1.4788 | 0 | -1 | 175.3137 | 0 | -1 | 19.9445 | 0 | -1 | 51.2416 | 0 | -1 | 50.7006 | 0 | -1 | 50.2777 | 0 | -1 | 1.5166 | 0 | -1 | 173.6811 | 0 | -1 | 17.3517 | 0 | -1 | 33.9444 | 0 | -1 | 33.8004 | 0 | -1 | 50.2777 | 0 | -1 | 1.4788 | 0 | -1 | 136.853 | 0 | -1

## LargeOffice_46320m21
Epoch | Pre1980 | [17 empty] | Post1980 | [17 empty] | New2004
Energy Type | Cooling (kWh/m2) |  |  | Heating (kWh/m2) |  |  | Lights (kWh/m2) |  |  | Equipment (kWh/m2) |  |  | DHW (kWh/m2) |  |  | EUI (kWh/m2) |  |  | Cooling (kWh/m2) |  |  | Heating (kWh/m2) |  |  | Lights (kWh/m2) |  |  | Equipment (kWh/m2) |  |  | DHW (kWh/m2) |  |  | EUI (kWh/m2) |  |  | Cooling (kWh/m2) |  |  | Heating (kWh/m2) |  |  | Lights (kWh/m2) |  |  | Equipment (kWh/m2) |  |  | DHW (kWh/m2) |  |  | EUI (kWh/m2)
Simulation Type | EP | UMI | error | EP | UMI | error | EP | UMI | error | EP | UMI | error | EP | UMI | error | EP | UMI | error | EP | UMI | error | EP | UMI | error | EP | UMI | error | EP | UMI | error | EP | UMI | error | EP | UMI | error | EP | UMI | error | EP | UMI | error | EP | UMI | error | EP | UMI | error | EP | UMI | error | EP | UMI | error
Month
1 | 5.899e-08 | 0 | -1 | 13.4267 | 0 | -1 | 4.2238 | 0 | -1 | 4.2308 | 0 | -1 | 0.14555 | 0 | -1 | 22.027 | 0 | -1 | 6.4231e-08 | 0 | -1 | 13.4216 | 0 | -1 | 4.2238 | 0 | -1 | 4.2308 | 0 | -1 | 0.14928 | 0 | -1 | 22.0256 | 0 | -1 | 6.0707e-08 | 0 | -1 | 9.3317 | 0 | -1 | 2.8159 | 0 | -1 | 4.2308 | 0 | -1 | 0.14555 | 0 | -1 | 16.524 | 0 | -1
2 | 0.026723 | 0 | -1 | 9.7594 | 0 | -1 | 3.8397 | 0 | -1 | 3.8306 | 0 | -1 | 0.13493 | 0 | -1 | 17.5913 | 0 | -1 | 0.02709 | 0 | -1 | 9.6742 | 0 | -1 | 3.8397 | 0 | -1 | 3.8306 | 0 | -1 | 0.13838 | 0 | -1 | 17.51 | 0 | -1 | 0.023585 | 0 | -1 | 6.4137 | 0 | -1 | 2.5598 | 0 | -1 | 3.8306 | 0 | -1 | 0.13493 | 0 | -1 | 12.9626 | 0 | -1
3 | 0.093995 | 0 | -1 | 5.0858 | 0 | -1 | 4.5499 | 0 | -1 | 4.3987 | 0 | -1 | 0.15433 | 0 | -1 | 14.2827 | 0 | -1 | 0.092963 | 0 | -1 | 4.7879 | 0 | -1 | 4.5499 | 0 | -1 | 4.3987 | 0 | -1 | 0.15828 | 0 | -1 | 13.9877 | 0 | -1 | 0.083942 | 0 | -1 | 3.0357 | 0 | -1 | 3.0332 | 0 | -1 | 4.3987 | 0 | -1 | 0.15433 | 0 | -1 | 10.7059 | 0 | -1
4 | 0.89768 | 0 | -1 | 2.7835 | 0 | -1 | 4.0915 | 0 | -1 | 4.0861 | 0 | -1 | 0.13191 | 0 | -1 | 11.9907 | 0 | -1 | 0.87547 | 0 | -1 | 2.608 | 0 | -1 | 4.0915 | 0 | -1 | 4.0861 | 0 | -1 | 0.13528 | 0 | -1 | 11.7963 | 0 | -1 | 0.76337 | 0 | -1 | 1.6073 | 0 | -1 | 2.7277 | 0 | -1 | 4.0861 | 0 | -1 | 0.13191 | 0 | -1 | 9.3163 | 0 | -1
5 | 1.8981 | 0 | -1 | 0.70428 | 0 | -1 | 4.3869 | 0 | -1 | 4.3148 | 0 | -1 | 0.12776 | 0 | -1 | 11.4318 | 0 | -1 | 1.8442 | 0 | -1 | 0.66218 | 0 | -1 | 4.3869 | 0 | -1 | 4.3148 | 0 | -1 | 0.13103 | 0 | -1 | 11.339 | 0 | -1 | 1.6433 | 0 | -1 | 0.37465 | 0 | -1 | 2.9246 | 0 | -1 | 4.3148 | 0 | -1 | 0.12776 | 0 | -1 | 9.3851 | 0 | -1
6 | 3.7657 | 0 | -1 | 0.09392 | 0 | -1 | 4.3675 | 0 | -1 | 4.2373 | 0 | -1 | 0.11343 | 0 | -1 | 12.5778 | 0 | -1 | 3.6547 | 0 | -1 | 0.084609 | 0 | -1 | 4.3675 | 0 | -1 | 4.2373 | 0 | -1 | 0.11633 | 0 | -1 | 12.4604 | 0 | -1 | 3.1754 | 0 | -1 | 0.040723 | 0 | -1 | 2.9117 | 0 | -1 | 4.2373 | 0 | -1 | 0.11343 | 0 | -1 | 10.4785 | 0 | -1
7 | 5.2567 | 0 | -1 | 0.02402 | 0 | -1 | 4.1109 | 0 | -1 | 4.1636 | 0 | -1 | 0.099824 | 0 | -1 | 13.655 | 0 | -1 | 5.081 | 0 | -1 | 0.020871 | 0 | -1 | 4.1109 | 0 | -1 | 4.1636 | 0 | -1 | 0.10238 | 0 | -1 | 13.4787 | 0 | -1 | 4.374 | 0 | -1 | 0.0082095 | 0 | -1 | 2.7406 | 0 | -1 | 4.1636 | 0 | -1 | 0.099824 | 0 | -1 | 11.3862 | 0 | -1
8 | 4.5214 | 0 | -1 | 0.07466 | 0 | -1 | 4.5499 | 0 | -1 | 4.3987 | 0 | -1 | 0.10498 | 0 | -1 | 13.6496 | 0 | -1 | 4.3794 | 0 | -1 | 0.064569 | 0 | -1 | 4.5499 | 0 | -1 | 4.3987 | 0 | -1 | 0.10766 | 0 | -1 | 13.5002 | 0 | -1 | 3.7755 | 0 | -1 | 0.032195 | 0 | -1 | 3.0332 | 0 | -1 | 4.3987 | 0 | -1 | 0.10498 | 0 | -1 | 11.3446 | 0 | -1
9 | 2.7644 | 0 | -1 | 0.3829 | 0 | -1 | 4.0915 | 0 | -1 | 4.0861 | 0 | -1 | 0.099314 | 0 | -1 | 11.4242 | 0 | -1 | 2.6874 | 0 | -1 | 0.34858 | 0 | -1 | 4.0915 | 0 | -1 | 4.0861 | 0 | -1 | 0.10185 | 0 | -1 | 11.3155 | 0 | -1 | 2.3491 | 0 | -1 | 0.21816 | 0 | -1 | 2.7277 | 0 | -1 | 4.0861 | 0 | -1 | 0.099314 | 0 | -1 | 9.4803 | 0 | -1
10 | 0.74945 | 0 | -1 | 1.8029 | 0 | -1 | 4.2238 | 0 | -1 | 4.2308 | 0 | -1 | 0.11173 | 0 | -1 | 11.1187 | 0 | -1 | 0.73672 | 0 | -1 | 1.6773 | 0 | -1 | 4.2238 | 0 | -1 | 4.2308 | 0 | -1 | 0.11458 | 0 | -1 | 10.9833 | 0 | -1 | 0.6723 | 0 | -1 | 1.1127 | 0 | -1 | 2.8159 | 0 | -1 | 4.2308 | 0 | -1 | 0.11173 | 0 | -1 | 8.9434 | 0 | -1
11 | 0.57262 | 0 | -1 | 6.0452 | 0 | -1 | 4.1544 | 0 | -1 | 4.1367 | 0 | -1 | 0.12154 | 0 | -1 | 15.0305 | 0 | -1 | 0.56547 | 0 | -1 | 5.8516 | 0 | -1 | 4.1544 | 0 | -1 | 4.1367 | 0 | -1 | 0.12465 | 0 | -1 | 14.8329 | 0 | -1 | 0.49121 | 0 | -1 | 3.566 | 0 | -1 | 2.7696 | 0 | -1 | 4.1367 | 0 | -1 | 0.12154 | 0 | -1 | 11.085 | 0 | -1
12 | 1.3156e-07 | 0 | -1 | 12.1265 | 0 | -1 | 4.1109 | 0 | -1 | 4.1636 | 0 | -1 | 0.13352 | 0 | -1 | 20.5345 | 0 | -1 | 1.4586e-07 | 0 | -1 | 12.0402 | 0 | -1 | 4.1109 | 0 | -1 | 4.1636 | 0 | -1 | 0.13693 | 0 | -1 | 20.4515 | 0 | -1 | 6.7966e-08 | 0 | -1 | 8.2034 | 0 | -1 | 2.7406 | 0 | -1 | 4.1636 | 0 | -1 | 0.13352 | 0 | -1 | 15.2411 | 0 | -1
Annual | 20.5467 | 0 | -1 | 52.3099 | 0 | -1 | 50.7006 | 0 | -1 | 50.2777 | 0 | -1 | 1.4788 | 0 | -1 | 175.3137 | 0 | -1 | 19.9445 | 0 | -1 | 51.2416 | 0 | -1 | 50.7006 | 0 | -1 | 50.2777 | 0 | -1 | 1.5166 | 0 | -1 | 173.6811 | 0 | -1 | 17.3517 | 0 | -1 | 33.9444 | 0 | -1 | 33.8004 | 0 | -1 | 50.2777 | 0 | -1 | 1.4788 | 0 | -1 | 136.853 | 0 | -1

## MediumOffice_4982m2
Epoch | Pre1980 | [17 empty] | Post1980 | [17 empty] | New2004
Energy Type | Cooling (kWh/m2) |  |  | Heating (kWh/m2) |  |  | Lights (kWh/m2) |  |  | Equipment (kWh/m2) |  |  | DHW (kWh/m2) |  |  | EUI (kWh/m2) |  |  | Cooling (kWh/m2) |  |  | Heating (kWh/m2) |  |  | Lights (kWh/m2) |  |  | Equipment (kWh/m2) |  |  | DHW (kWh/m2) |  |  | EUI (kWh/m2) |  |  | Cooling (kWh/m2) |  |  | Heating (kWh/m2) |  |  | Lights (kWh/m2) |  |  | Equipment (kWh/m2) |  |  | DHW (kWh/m2) |  |  | EUI (kWh/m2)
Simulation Type | EP | UMI | error | EP | UMI | error | EP | UMI | error | EP | UMI | error | EP | UMI | error | EP | UMI | error | EP | UMI | error | EP | UMI | error | EP | UMI | error | EP | UMI | error | EP | UMI | error | EP | UMI | error | EP | UMI | error | EP | UMI | error | EP | UMI | error | EP | UMI | error | EP | UMI | error | EP | UMI | error
Month
1 | 0.048943 | 0 | -1 | 17.5317 | 0 | -1 | 4.4201 | 0 | -1 | 4.9938 | 0 | -1 | 0.19234 | 0 | -1 | 27.187 | 0 | -1 | 0 | 0 |  | 15.4455 | 0 | -1 | 4.4201 | 0 | -1 | 4.9938 | 0 | -1 | 0.19719 | 0 | -1 | 25.0567 | 0 | -1 | 0 | 0 |  | 10.8123 | 0 | -1 | 2.8159 | 0 | -1 | 4.9938 | 0 | -1 | 0.19234 | 0 | -1 | 18.8144 | 0 | -1
2 | 0.17166 | 0 | -1 | 12.7517 | 0 | -1 | 4.0181 | 0 | -1 | 4.5246 | 0 | -1 | 0.17769 | 0 | -1 | 21.6438 | 0 | -1 | 0.015844 | 0 | -1 | 11.4535 | 0 | -1 | 4.0181 | 0 | -1 | 4.5246 | 0 | -1 | 0.18218 | 0 | -1 | 20.1942 | 0 | -1 | 0.01338 | 0 | -1 | 7.8036 | 0 | -1 | 2.5598 | 0 | -1 | 4.5246 | 0 | -1 | 0.17769 | 0 | -1 | 15.0791 | 0 | -1
3 | 0.64393 | 0 | -1 | 6.4217 | 0 | -1 | 4.7613 | 0 | -1 | 5.2307 | 0 | -1 | 0.20214 | 0 | -1 | 17.2597 | 0 | -1 | 0.063644 | 0 | -1 | 6.0468 | 0 | -1 | 4.7613 | 0 | -1 | 5.2307 | 0 | -1 | 0.20725 | 0 | -1 | 16.3096 | 0 | -1 | 0.05349 | 0 | -1 | 4.0443 | 0 | -1 | 3.0332 | 0 | -1 | 5.2307 | 0 | -1 | 0.20214 | 0 | -1 | 12.5638 | 0 | -1
4 | 1.8252 | 0 | -1 | 3.2736 | 0 | -1 | 4.2816 | 0 | -1 | 4.8244 | 0 | -1 | 0.17655 | 0 | -1 | 14.3813 | 0 | -1 | 0.85813 | 0 | -1 | 3.2888 | 0 | -1 | 4.2816 | 0 | -1 | 4.8244 | 0 | -1 | 0.181 | 0 | -1 | 13.434 | 0 | -1 | 0.69404 | 0 | -1 | 2.1859 | 0 | -1 | 2.7277 | 0 | -1 | 4.8244 | 0 | -1 | 0.17655 | 0 | -1 | 10.6085 | 0 | -1
5 | 3.5681 | 0 | -1 | 0.4603 | 0 | -1 | 4.5907 | 0 | -1 | 5.1123 | 0 | -1 | 0.17336 | 0 | -1 | 13.9047 | 0 | -1 | 1.6664 | 0 | -1 | 0.84409 | 0 | -1 | 4.5907 | 0 | -1 | 5.1123 | 0 | -1 | 0.17773 | 0 | -1 | 12.3912 | 0 | -1 | 1.3972 | 0 | -1 | 0.48336 | 0 | -1 | 2.9246 | 0 | -1 | 5.1123 | 0 | -1 | 0.17336 | 0 | -1 | 10.0908 | 0 | -1
6 | 5.5069 | 0 | -1 | 0.018599 | 0 | -1 | 4.5704 | 0 | -1 | 5.0348 | 0 | -1 | 0.15671 | 0 | -1 | 15.2874 | 0 | -1 | 3.8793 | 0 | -1 | 0.075686 | 0 | -1 | 4.5704 | 0 | -1 | 5.0348 | 0 | -1 | 0.16065 | 0 | -1 | 13.7208 | 0 | -1 | 3.162 | 0 | -1 | 0.036918 | 0 | -1 | 2.9117 | 0 | -1 | 5.0348 | 0 | -1 | 0.15671 | 0 | -1 | 11.3021 | 0 | -1
7 | 6.8519 | 0 | -1 | 0.001396 | 0 | -1 | 4.3019 | 0 | -1 | 4.9018 | 0 | -1 | 0.14329 | 0 | -1 | 16.2003 | 0 | -1 | 5.5655 | 0 | -1 | 0.016444 | 0 | -1 | 4.3019 | 0 | -1 | 4.9018 | 0 | -1 | 0.14689 | 0 | -1 | 14.9325 | 0 | -1 | 4.4275 | 0 | -1 | 0.0065499 | 0 | -1 | 2.7406 | 0 | -1 | 4.9018 | 0 | -1 | 0.14329 | 0 | -1 | 12.2198 | 0 | -1
8 | 5.9485 | 0 | -1 | 0.00459 | 0 | -1 | 4.7613 | 0 | -1 | 5.2307 | 0 | -1 | 0.14873 | 0 | -1 | 16.0938 | 0 | -1 | 4.5391 | 0 | -1 | 0.047491 | 0 | -1 | 4.7613 | 0 | -1 | 5.2307 | 0 | -1 | 0.15247 | 0 | -1 | 14.731 | 0 | -1 | 3.669 | 0 | -1 | 0.021932 | 0 | -1 | 3.0332 | 0 | -1 | 5.2307 | 0 | -1 | 0.14873 | 0 | -1 | 12.1035 | 0 | -1
9 | 3.9798 | 0 | -1 | 0.16162 | 0 | -1 | 4.2816 | 0 | -1 | 4.8244 | 0 | -1 | 0.14146 | 0 | -1 | 13.3889 | 0 | -1 | 2.5744 | 0 | -1 | 0.32444 | 0 | -1 | 4.2816 | 0 | -1 | 4.8244 | 0 | -1 | 0.14501 | 0 | -1 | 12.1498 | 0 | -1 | 2.1371 | 0 | -1 | 0.20285 | 0 | -1 | 2.7277 | 0 | -1 | 4.8244 | 0 | -1 | 0.14146 | 0 | -1 | 10.0334 | 0 | -1
10 | 1.981 | 0 | -1 | 1.5108 | 0 | -1 | 4.4201 | 0 | -1 | 4.9938 | 0 | -1 | 0.15593 | 0 | -1 | 13.0617 | 0 | -1 | 0.50616 | 0 | -1 | 2.0793 | 0 | -1 | 4.4201 | 0 | -1 | 4.9938 | 0 | -1 | 0.15985 | 0 | -1 | 12.1592 | 0 | -1 | 0.43292 | 0 | -1 | 1.3611 | 0 | -1 | 2.8159 | 0 | -1 | 4.9938 | 0 | -1 | 0.15593 | 0 | -1 | 9.7597 | 0 | -1
11 | 1.0028 | 0 | -1 | 7.2538 | 0 | -1 | 4.3475 | 0 | -1 | 4.89 | 0 | -1 | 0.16543 | 0 | -1 | 17.6595 | 0 | -1 | 0.41512 | 0 | -1 | 6.9209 | 0 | -1 | 4.3475 | 0 | -1 | 4.89 | 0 | -1 | 0.1696 | 0 | -1 | 16.7431 | 0 | -1 | 0.34212 | 0 | -1 | 4.5555 | 0 | -1 | 2.7696 | 0 | -1 | 4.89 | 0 | -1 | 0.16543 | 0 | -1 | 12.7227 | 0 | -1
12 | 0.052485 | 0 | -1 | 15.9177 | 0 | -1 | 4.3019 | 0 | -1 | 4.9018 | 0 | -1 | 0.17969 | 0 | -1 | 25.3536 | 0 | -1 | 0 | 0 |  | 14.0313 | 0 | -1 | 4.3019 | 0 | -1 | 4.9018 | 0 | -1 | 0.18422 | 0 | -1 | 23.4192 | 0 | -1 | 0 | 0 |  | 9.611 | 0 | -1 | 2.7406 | 0 | -1 | 4.9018 | 0 | -1 | 0.17969 | 0 | -1 | 17.4331 | 0 | -1
Annual | 31.5812 | 0 | -1 | 65.3074 | 0 | -1 | 53.0565 | 0 | -1 | 59.4631 | 0 | -1 | 2.0133 | 0 | -1 | 211.4215 | 0 | -1 | 20.0835 | 0 | -1 | 60.5742 | 0 | -1 | 53.0565 | 0 | -1 | 59.4631 | 0 | -1 | 2.0641 | 0 | -1 | 195.2414 | 0 | -1 | 16.3288 | 0 | -1 | 41.1254 | 0 | -1 | 33.8004 | 0 | -1 | 59.4631 | 0 | -1 | 2.0133 | 0 | -1 | 152.7309 | 0 | -1

## MediumOffice_4982m21
Epoch | Pre1980 | [17 empty] | Post1980 | [17 empty] | New2004
Energy Type | Cooling (kWh/m2) |  |  | Heating (kWh/m2) |  |  | Lights (kWh/m2) |  |  | Equipment (kWh/m2) |  |  | DHW (kWh/m2) |  |  | EUI (kWh/m2) |  |  | Cooling (kWh/m2) |  |  | Heating (kWh/m2) |  |  | Lights (kWh/m2) |  |  | Equipment (kWh/m2) |  |  | DHW (kWh/m2) |  |  | EUI (kWh/m2) |  |  | Cooling (kWh/m2) |  |  | Heating (kWh/m2) |  |  | Lights (kWh/m2) |  |  | Equipment (kWh/m2) |  |  | DHW (kWh/m2) |  |  | EUI (kWh/m2)
Simulation Type | EP | UMI | error | EP | UMI | error | EP | UMI | error | EP | UMI | error | EP | UMI | error | EP | UMI | error | EP | UMI | error | EP | UMI | error | EP | UMI | error | EP | UMI | error | EP | UMI | error | EP | UMI | error | EP | UMI | error | EP | UMI | error | EP | UMI | error | EP | UMI | error | EP | UMI | error | EP | UMI | error
Month
1 | 0.048943 | 0 | -1 | 17.5317 | 0 | -1 | 4.4201 | 0 | -1 | 4.9938 | 0 | -1 | 0.19234 | 0 | -1 | 27.187 | 0 | -1 | 0 | 0 |  | 15.4455 | 0 | -1 | 4.4201 | 0 | -1 | 4.9938 | 0 | -1 | 0.19719 | 0 | -1 | 25.0567 | 0 | -1 | 0 | 0 |  | 10.8123 | 0 | -1 | 2.8159 | 0 | -1 | 4.9938 | 0 | -1 | 0.19234 | 0 | -1 | 18.8144 | 0 | -1
2 | 0.17166 | 0 | -1 | 12.7517 | 0 | -1 | 4.0181 | 0 | -1 | 4.5246 | 0 | -1 | 0.17769 | 0 | -1 | 21.6438 | 0 | -1 | 0.015844 | 0 | -1 | 11.4535 | 0 | -1 | 4.0181 | 0 | -1 | 4.5246 | 0 | -1 | 0.18218 | 0 | -1 | 20.1942 | 0 | -1 | 0.01338 | 0 | -1 | 7.8036 | 0 | -1 | 2.5598 | 0 | -1 | 4.5246 | 0 | -1 | 0.17769 | 0 | -1 | 15.0791 | 0 | -1
3 | 0.64393 | 0 | -1 | 6.4217 | 0 | -1 | 4.7613 | 0 | -1 | 5.2307 | 0 | -1 | 0.20214 | 0 | -1 | 17.2597 | 0 | -1 | 0.063644 | 0 | -1 | 6.0468 | 0 | -1 | 4.7613 | 0 | -1 | 5.2307 | 0 | -1 | 0.20725 | 0 | -1 | 16.3096 | 0 | -1 | 0.05349 | 0 | -1 | 4.0443 | 0 | -1 | 3.0332 | 0 | -1 | 5.2307 | 0 | -1 | 0.20214 | 0 | -1 | 12.5638 | 0 | -1
4 | 1.8252 | 0 | -1 | 3.2736 | 0 | -1 | 4.2816 | 0 | -1 | 4.8244 | 0 | -1 | 0.17655 | 0 | -1 | 14.3813 | 0 | -1 | 0.85813 | 0 | -1 | 3.2888 | 0 | -1 | 4.2816 | 0 | -1 | 4.8244 | 0 | -1 | 0.181 | 0 | -1 | 13.434 | 0 | -1 | 0.69404 | 0 | -1 | 2.1859 | 0 | -1 | 2.7277 | 0 | -1 | 4.8244 | 0 | -1 | 0.17655 | 0 | -1 | 10.6085 | 0 | -1
5 | 3.5681 | 0 | -1 | 0.4603 | 0 | -1 | 4.5907 | 0 | -1 | 5.1123 | 0 | -1 | 0.17336 | 0 | -1 | 13.9047 | 0 | -1 | 1.6664 | 0 | -1 | 0.84409 | 0 | -1 | 4.5907 | 0 | -1 | 5.1123 | 0 | -1 | 0.17773 | 0 | -1 | 12.3912 | 0 | -1 | 1.3972 | 0 | -1 | 0.48336 | 0 | -1 | 2.9246 | 0 | -1 | 5.1123 | 0 | -1 | 0.17336 | 0 | -1 | 10.0908 | 0 | -1
6 | 5.5069 | 0 | -1 | 0.018599 | 0 | -1 | 4.5704 | 0 | -1 | 5.0348 | 0 | -1 | 0.15671 | 0 | -1 | 15.2874 | 0 | -1 | 3.8793 | 0 | -1 | 0.075686 | 0 | -1 | 4.5704 | 0 | -1 | 5.0348 | 0 | -1 | 0.16065 | 0 | -1 | 13.7208 | 0 | -1 | 3.162 | 0 | -1 | 0.036918 | 0 | -1 | 2.9117 | 0 | -1 | 5.0348 | 0 | -1 | 0.15671 | 0 | -1 | 11.3021 | 0 | -1
7 | 6.8519 | 0 | -1 | 0.001396 | 0 | -1 | 4.3019 | 0 | -1 | 4.9018 | 0 | -1 | 0.14329 | 0 | -1 | 16.2003 | 0 | -1 | 5.5655 | 0 | -1 | 0.016444 | 0 | -1 | 4.3019 | 0 | -1 | 4.9018 | 0 | -1 | 0.14689 | 0 | -1 | 14.9325 | 0 | -1 | 4.4275 | 0 | -1 | 0.0065499 | 0 | -1 | 2.7406 | 0 | -1 | 4.9018 | 0 | -1 | 0.14329 | 0 | -1 | 12.2198 | 0 | -1
8 | 5.9485 | 0 | -1 | 0.00459 | 0 | -1 | 4.7613 | 0 | -1 | 5.2307 | 0 | -1 | 0.14873 | 0 | -1 | 16.0938 | 0 | -1 | 4.5391 | 0 | -1 | 0.047491 | 0 | -1 | 4.7613 | 0 | -1 | 5.2307 | 0 | -1 | 0.15247 | 0 | -1 | 14.731 | 0 | -1 | 3.669 | 0 | -1 | 0.021932 | 0 | -1 | 3.0332 | 0 | -1 | 5.2307 | 0 | -1 | 0.14873 | 0 | -1 | 12.1035 | 0 | -1
9 | 3.9798 | 0 | -1 | 0.16162 | 0 | -1 | 4.2816 | 0 | -1 | 4.8244 | 0 | -1 | 0.14146 | 0 | -1 | 13.3889 | 0 | -1 | 2.5744 | 0 | -1 | 0.32444 | 0 | -1 | 4.2816 | 0 | -1 | 4.8244 | 0 | -1 | 0.14501 | 0 | -1 | 12.1498 | 0 | -1 | 2.1371 | 0 | -1 | 0.20285 | 0 | -1 | 2.7277 | 0 | -1 | 4.8244 | 0 | -1 | 0.14146 | 0 | -1 | 10.0334 | 0 | -1
10 | 1.981 | 0 | -1 | 1.5108 | 0 | -1 | 4.4201 | 0 | -1 | 4.9938 | 0 | -1 | 0.15593 | 0 | -1 | 13.0617 | 0 | -1 | 0.50616 | 0 | -1 | 2.0793 | 0 | -1 | 4.4201 | 0 | -1 | 4.9938 | 0 | -1 | 0.15985 | 0 | -1 | 12.1592 | 0 | -1 | 0.43292 | 0 | -1 | 1.3611 | 0 | -1 | 2.8159 | 0 | -1 | 4.9938 | 0 | -1 | 0.15593 | 0 | -1 | 9.7597 | 0 | -1
11 | 1.0028 | 0 | -1 | 7.2538 | 0 | -1 | 4.3475 | 0 | -1 | 4.89 | 0 | -1 | 0.16543 | 0 | -1 | 17.6595 | 0 | -1 | 0.41512 | 0 | -1 | 6.9209 | 0 | -1 | 4.3475 | 0 | -1 | 4.89 | 0 | -1 | 0.1696 | 0 | -1 | 16.7431 | 0 | -1 | 0.34212 | 0 | -1 | 4.5555 | 0 | -1 | 2.7696 | 0 | -1 | 4.89 | 0 | -1 | 0.16543 | 0 | -1 | 12.7227 | 0 | -1
12 | 0.052485 | 0 | -1 | 15.9177 | 0 | -1 | 4.3019 | 0 | -1 | 4.9018 | 0 | -1 | 0.17969 | 0 | -1 | 25.3536 | 0 | -1 | 0 | 0 |  | 14.0313 | 0 | -1 | 4.3019 | 0 | -1 | 4.9018 | 0 | -1 | 0.18422 | 0 | -1 | 23.4192 | 0 | -1 | 0 | 0 |  | 9.611 | 0 | -1 | 2.7406 | 0 | -1 | 4.9018 | 0 | -1 | 0.17969 | 0 | -1 | 17.4331 | 0 | -1
Annual | 31.5812 | 0 | -1 | 65.3074 | 0 | -1 | 53.0565 | 0 | -1 | 59.4631 | 0 | -1 | 2.0133 | 0 | -1 | 211.4215 | 0 | -1 | 20.0835 | 0 | -1 | 60.5742 | 0 | -1 | 53.0565 | 0 | -1 | 59.4631 | 0 | -1 | 2.0641 | 0 | -1 | 195.2414 | 0 | -1 | 16.3288 | 0 | -1 | 41.1254 | 0 | -1 | 33.8004 | 0 | -1 | 59.4631 | 0 | -1 | 2.0133 | 0 | -1 | 152.7309 | 0 | -1

## SmallOffice_511m2
Epoch | Pre1980 | [17 empty] | Post1980 | [17 empty] | New2004
Energy Type | Cooling (kWh/m2) |  |  | Heating (kWh/m2) |  |  | Lights (kWh/m2) |  |  | Equipment (kWh/m2) |  |  | DHW (kWh/m2) |  |  | EUI (kWh/m2) |  |  | Cooling (kWh/m2) |  |  | Heating (kWh/m2) |  |  | Lights (kWh/m2) |  |  | Equipment (kWh/m2) |  |  | DHW (kWh/m2) |  |  | EUI (kWh/m2) |  |  | Cooling (kWh/m2) |  |  | Heating (kWh/m2) |  |  | Lights (kWh/m2) |  |  | Equipment (kWh/m2) |  |  | DHW (kWh/m2) |  |  | EUI (kWh/m2)
Simulation Type | EP | UMI | error | EP | UMI | error | EP | UMI | error | EP | UMI | error | EP | UMI | error | EP | UMI | error | EP | UMI | error | EP | UMI | error | EP | UMI | error | EP | UMI | error | EP | UMI | error | EP | UMI | error | EP | UMI | error | EP | UMI | error | EP | UMI | error | EP | UMI | error | EP | UMI | error | EP | UMI | error
Month
1 | 0.055684 | 0 | -1 | 35.7766 | 0 | -1 | 4.6537 | 0 | -1 | 4.0145 | 0 | -1 | 0.55359 | 0 | -1 | 45.0542 | 0 | -1 | 0.010384 | 0 | -1 | 18.3812 | 0 | -1 | 4.6537 | 0 | -1 | 4.0145 | 0 | -1 | 0.56705 | 0 | -1 | 27.6269 | 0 | -1 | 0.0018812 | 0 | -1 | 12.7856 | 0 | -1 | 2.5706 | 0 | -1 | 4.0145 | 0 | -1 | 0.5536 | 0 | -1 | 19.9261 | 0 | -1
2 | 0.17503 | 0 | -1 | 27.2468 | 0 | -1 | 4.2213 | 0 | -1 | 3.6336 | 0 | -1 | 0.50418 | 0 | -1 | 35.7809 | 0 | -1 | 0.043462 | 0 | -1 | 13.7182 | 0 | -1 | 4.2213 | 0 | -1 | 3.6336 | 0 | -1 | 0.51643 | 0 | -1 | 22.1331 | 0 | -1 | 0.0080386 | 0 | -1 | 9.5515 | 0 | -1 | 2.3317 | 0 | -1 | 3.6336 | 0 | -1 | 0.50418 | 0 | -1 | 16.0291 | 0 | -1
3 | 0.64244 | 0 | -1 | 15.8544 | 0 | -1 | 5.0161 | 0 | -1 | 4.163 | 0 | -1 | 0.56291 | 0 | -1 | 26.2388 | 0 | -1 | 0.30491 | 0 | -1 | 7.1258 | 0 | -1 | 5.0161 | 0 | -1 | 4.163 | 0 | -1 | 0.57661 | 0 | -1 | 17.1864 | 0 | -1 | 0.16014 | 0 | -1 | 5.4258 | 0 | -1 | 2.7707 | 0 | -1 | 4.163 | 0 | -1 | 0.56292 | 0 | -1 | 13.0826 | 0 | -1
4 | 2.0748 | 0 | -1 | 8.4282 | 0 | -1 | 4.4804 | 0 | -1 | 3.8763 | 0 | -1 | 0.52638 | 0 | -1 | 19.386 | 0 | -1 | 1.288 | 0 | -1 | 3.6922 | 0 | -1 | 4.4804 | 0 | -1 | 3.8763 | 0 | -1 | 0.53916 | 0 | -1 | 13.876 | 0 | -1 | 0.86901 | 0 | -1 | 2.8734 | 0 | -1 | 2.4748 | 0 | -1 | 3.8763 | 0 | -1 | 0.52639 | 0 | -1 | 10.6199 | 0 | -1
5 | 3.9613 | 0 | -1 | 1.85 | 0 | -1 | 4.8349 | 0 | -1 | 4.0888 | 0 | -1 | 0.53494 | 0 | -1 | 15.27 | 0 | -1 | 2.6206 | 0 | -1 | 0.46395 | 0 | -1 | 4.8349 | 0 | -1 | 4.0888 | 0 | -1 | 0.54879 | 0 | -1 | 12.557 | 0 | -1 | 1.8806 | 0 | -1 | 0.23588 | 0 | -1 | 2.6706 | 0 | -1 | 4.0888 | 0 | -1 | 0.5358 | 0 | -1 | 9.4117 | 0 | -1
6 | 6.6599 | 0 | -1 | 0.13293 | 0 | -1 | 4.8115 | 0 | -1 | 4.0113 | 0 | -1 | 0.50773 | 0 | -1 | 16.1234 | 0 | -1 | 4.9194 | 0 | -1 | 0.018051 | 0 | -1 | 4.8115 | 0 | -1 | 4.0113 | 0 | -1 | 0.51917 | 0 | -1 | 14.2794 | 0 | -1 | 3.5275 | 0 | -1 | 0.0074395 | 0 | -1 | 2.6577 | 0 | -1 | 4.0113 | 0 | -1 | 0.50689 | 0 | -1 | 10.7109 | 0 | -1
7 | 8.1899 | 0 | -1 | 0.029781 | 0 | -1 | 4.5038 | 0 | -1 | 3.9537 | 0 | -1 | 0.50528 | 0 | -1 | 17.1825 | 0 | -1 | 6.0203 | 0 | -1 | 0.0028436 | 0 | -1 | 4.5038 | 0 | -1 | 3.9537 | 0 | -1 | 0.51749 | 0 | -1 | 14.9981 | 0 | -1 | 4.2791 | 0 | -1 | 0.00016995 | 0 | -1 | 2.4877 | 0 | -1 | 3.9537 | 0 | -1 | 0.50529 | 0 | -1 | 11.226 | 0 | -1
8 | 7.2477 | 0 | -1 | 0.095291 | 0 | -1 | 5.0161 | 0 | -1 | 4.163 | 0 | -1 | 0.51036 | 0 | -1 | 17.0325 | 0 | -1 | 5.4165 | 0 | -1 | 0.0045077 | 0 | -1 | 5.0161 | 0 | -1 | 4.163 | 0 | -1 | 0.52271 | 0 | -1 | 15.1228 | 0 | -1 | 3.9138 | 0 | -1 | 0.00026601 | 0 | -1 | 2.7707 | 0 | -1 | 4.163 | 0 | -1 | 0.51037 | 0 | -1 | 11.3582 | 0 | -1
9 | 4.7377 | 0 | -1 | 0.59313 | 0 | -1 | 4.4804 | 0 | -1 | 3.8763 | 0 | -1 | 0.49163 | 0 | -1 | 14.1791 | 0 | -1 | 3.4945 | 0 | -1 | 0.1334 | 0 | -1 | 4.4804 | 0 | -1 | 3.8763 | 0 | -1 | 0.50439 | 0 | -1 | 12.4889 | 0 | -1 | 2.5344 | 0 | -1 | 0.075037 | 0 | -1 | 2.4748 | 0 | -1 | 3.8763 | 0 | -1 | 0.49248 | 0 | -1 | 9.453 | 0 | -1
10 | 2.0347 | 0 | -1 | 5.0111 | 0 | -1 | 4.6537 | 0 | -1 | 4.0145 | 0 | -1 | 0.51799 | 0 | -1 | 16.2321 | 0 | -1 | 1.331 | 0 | -1 | 1.5742 | 0 | -1 | 4.6537 | 0 | -1 | 4.0145 | 0 | -1 | 0.53053 | 0 | -1 | 12.104 | 0 | -1 | 0.89088 | 0 | -1 | 1.1427 | 0 | -1 | 2.5706 | 0 | -1 | 4.0145 | 0 | -1 | 0.518 | 0 | -1 | 9.1366 | 0 | -1
11 | 1.1012 | 0 | -1 | 16.3846 | 0 | -1 | 4.5992 | 0 | -1 | 3.9236 | 0 | -1 | 0.51621 | 0 | -1 | 26.5248 | 0 | -1 | 0.74645 | 0 | -1 | 7.5978 | 0 | -1 | 4.5992 | 0 | -1 | 3.9236 | 0 | -1 | 0.52786 | 0 | -1 | 17.395 | 0 | -1 | 0.39827 | 0 | -1 | 5.0741 | 0 | -1 | 2.5404 | 0 | -1 | 3.9236 | 0 | -1 | 0.51536 | 0 | -1 | 12.4517 | 0 | -1
12 | 0.052534 | 0 | -1 | 33.1579 | 0 | -1 | 4.5038 | 0 | -1 | 3.9537 | 0 | -1 | 0.54088 | 0 | -1 | 42.2089 | 0 | -1 | 0.013936 | 0 | -1 | 16.9275 | 0 | -1 | 4.5038 | 0 | -1 | 3.9537 | 0 | -1 | 0.55401 | 0 | -1 | 25.9529 | 0 | -1 | 0.01498 | 0 | -1 | 11.5494 | 0 | -1 | 2.4877 | 0 | -1 | 3.9537 | 0 | -1 | 0.54088 | 0 | -1 | 18.5467 | 0 | -1
Annual | 36.933 | 0 | -1 | 144.5607 | 0 | -1 | 55.7749 | 0 | -1 | 47.6725 | 0 | -1 | 6.2721 | 0 | -1 | 291.2131 | 0 | -1 | 26.2094 | 0 | -1 | 69.6397 | 0 | -1 | 55.7749 | 0 | -1 | 47.6725 | 0 | -1 | 6.4242 | 0 | -1 | 205.7206 | 0 | -1 | 18.4787 | 0 | -1 | 48.7212 | 0 | -1 | 30.8079 | 0 | -1 | 47.6725 | 0 | -1 | 6.2722 | 0 | -1 | 151.9524 | 0 | -1

## SmallOffice_511m21
Epoch | Pre1980 | [17 empty] | Post1980 | [17 empty] | New2004
Energy Type | Cooling (kWh/m2) |  |  | Heating (kWh/m2) |  |  | Lights (kWh/m2) |  |  | Equipment (kWh/m2) |  |  | DHW (kWh/m2) |  |  | EUI (kWh/m2) |  |  | Cooling (kWh/m2) |  |  | Heating (kWh/m2) |  |  | Lights (kWh/m2) |  |  | Equipment (kWh/m2) |  |  | DHW (kWh/m2) |  |  | EUI (kWh/m2) |  |  | Cooling (kWh/m2) |  |  | Heating (kWh/m2) |  |  | Lights (kWh/m2) |  |  | Equipment (kWh/m2) |  |  | DHW (kWh/m2) |  |  | EUI (kWh/m2)
Simulation Type | EP | UMI | error | EP | UMI | error | EP | UMI | error | EP | UMI | error | EP | UMI | error | EP | UMI | error | EP | UMI | error | EP | UMI | error | EP | UMI | error | EP | UMI | error | EP | UMI | error | EP | UMI | error | EP | UMI | error | EP | UMI | error | EP | UMI | error | EP | UMI | error | EP | UMI | error | EP | UMI | error
Month
1 | 0.055684 | 0 | -1 | 35.7766 | 0 | -1 | 4.6537 | 0 | -1 | 4.0145 | 0 | -1 | 0.55359 | 0 | -1 | 45.0542 | 0 | -1 | 0.010384 | 0 | -1 | 18.3812 | 0 | -1 | 4.6537 | 0 | -1 | 4.0145 | 0 | -1 | 0.56705 | 0 | -1 | 27.6269 | 0 | -1 | 0.0018812 | 0 | -1 | 12.7856 | 0 | -1 | 2.5706 | 0 | -1 | 4.0145 | 0 | -1 | 0.5536 | 0 | -1 | 19.9261 | 0 | -1
2 | 0.17503 | 0 | -1 | 27.2468 | 0 | -1 | 4.2213 | 0 | -1 | 3.6336 | 0 | -1 | 0.50418 | 0 | -1 | 35.7809 | 0 | -1 | 0.043462 | 0 | -1 | 13.7182 | 0 | -1 | 4.2213 | 0 | -1 | 3.6336 | 0 | -1 | 0.51643 | 0 | -1 | 22.1331 | 0 | -1 | 0.0080386 | 0 | -1 | 9.5515 | 0 | -1 | 2.3317 | 0 | -1 | 3.6336 | 0 | -1 | 0.50418 | 0 | -1 | 16.0291 | 0 | -1
3 | 0.64244 | 0 | -1 | 15.8544 | 0 | -1 | 5.0161 | 0 | -1 | 4.163 | 0 | -1 | 0.56291 | 0 | -1 | 26.2388 | 0 | -1 | 0.30491 | 0 | -1 | 7.1258 | 0 | -1 | 5.0161 | 0 | -1 | 4.163 | 0 | -1 | 0.57661 | 0 | -1 | 17.1864 | 0 | -1 | 0.16014 | 0 | -1 | 5.4258 | 0 | -1 | 2.7707 | 0 | -1 | 4.163 | 0 | -1 | 0.56292 | 0 | -1 | 13.0826 | 0 | -1
4 | 2.0748 | 0 | -1 | 8.4282 | 0 | -1 | 4.4804 | 0 | -1 | 3.8763 | 0 | -1 | 0.52638 | 0 | -1 | 19.386 | 0 | -1 | 1.288 | 0 | -1 | 3.6922 | 0 | -1 | 4.4804 | 0 | -1 | 3.8763 | 0 | -1 | 0.53916 | 0 | -1 | 13.876 | 0 | -1 | 0.86901 | 0 | -1 | 2.8734 | 0 | -1 | 2.4748 | 0 | -1 | 3.8763 | 0 | -1 | 0.52639 | 0 | -1 | 10.6199 | 0 | -1
5 | 3.9613 | 0 | -1 | 1.85 | 0 | -1 | 4.8349 | 0 | -1 | 4.0888 | 0 | -1 | 0.53494 | 0 | -1 | 15.27 | 0 | -1 | 2.6206 | 0 | -1 | 0.46395 | 0 | -1 | 4.8349 | 0 | -1 | 4.0888 | 0 | -1 | 0.54879 | 0 | -1 | 12.557 | 0 | -1 | 1.8806 | 0 | -1 | 0.23588 | 0 | -1 | 2.6706 | 0 | -1 | 4.0888 | 0 | -1 | 0.5358 | 0 | -1 | 9.4117 | 0 | -1
6 | 6.6599 | 0 | -1 | 0.13293 | 0 | -1 | 4.8115 | 0 | -1 | 4.0113 | 0 | -1 | 0.50773 | 0 | -1 | 16.1234 | 0 | -1 | 4.9194 | 0 | -1 | 0.018051 | 0 | -1 | 4.8115 | 0 | -1 | 4.0113 | 0 | -1 | 0.51917 | 0 | -1 | 14.2794 | 0 | -1 | 3.5275 | 0 | -1 | 0.0074395 | 0 | -1 | 2.6577 | 0 | -1 | 4.0113 | 0 | -1 | 0.50689 | 0 | -1 | 10.7109 | 0 | -1
7 | 8.1899 | 0 | -1 | 0.029781 | 0 | -1 | 4.5038 | 0 | -1 | 3.9537 | 0 | -1 | 0.50528 | 0 | -1 | 17.1825 | 0 | -1 | 6.0203 | 0 | -1 | 0.0028436 | 0 | -1 | 4.5038 | 0 | -1 | 3.9537 | 0 | -1 | 0.51749 | 0 | -1 | 14.9981 | 0 | -1 | 4.2791 | 0 | -1 | 0.00016995 | 0 | -1 | 2.4877 | 0 | -1 | 3.9537 | 0 | -1 | 0.50529 | 0 | -1 | 11.226 | 0 | -1
8 | 7.2477 | 0 | -1 | 0.095291 | 0 | -1 | 5.0161 | 0 | -1 | 4.163 | 0 | -1 | 0.51036 | 0 | -1 | 17.0325 | 0 | -1 | 5.4165 | 0 | -1 | 0.0045077 | 0 | -1 | 5.0161 | 0 | -1 | 4.163 | 0 | -1 | 0.52271 | 0 | -1 | 15.1228 | 0 | -1 | 3.9138 | 0 | -1 | 0.00026601 | 0 | -1 | 2.7707 | 0 | -1 | 4.163 | 0 | -1 | 0.51037 | 0 | -1 | 11.3582 | 0 | -1
9 | 4.7377 | 0 | -1 | 0.59313 | 0 | -1 | 4.4804 | 0 | -1 | 3.8763 | 0 | -1 | 0.49163 | 0 | -1 | 14.1791 | 0 | -1 | 3.4945 | 0 | -1 | 0.1334 | 0 | -1 | 4.4804 | 0 | -1 | 3.8763 | 0 | -1 | 0.50439 | 0 | -1 | 12.4889 | 0 | -1 | 2.5344 | 0 | -1 | 0.075037 | 0 | -1 | 2.4748 | 0 | -1 | 3.8763 | 0 | -1 | 0.49248 | 0 | -1 | 9.453 | 0 | -1
10 | 2.0347 | 0 | -1 | 5.0111 | 0 | -1 | 4.6537 | 0 | -1 | 4.0145 | 0 | -1 | 0.51799 | 0 | -1 | 16.2321 | 0 | -1 | 1.331 | 0 | -1 | 1.5742 | 0 | -1 | 4.6537 | 0 | -1 | 4.0145 | 0 | -1 | 0.53053 | 0 | -1 | 12.104 | 0 | -1 | 0.89088 | 0 | -1 | 1.1427 | 0 | -1 | 2.5706 | 0 | -1 | 4.0145 | 0 | -1 | 0.518 | 0 | -1 | 9.1366 | 0 | -1
11 | 1.1012 | 0 | -1 | 16.3846 | 0 | -1 | 4.5992 | 0 | -1 | 3.9236 | 0 | -1 | 0.51621 | 0 | -1 | 26.5248 | 0 | -1 | 0.74645 | 0 | -1 | 7.5978 | 0 | -1 | 4.5992 | 0 | -1 | 3.9236 | 0 | -1 | 0.52786 | 0 | -1 | 17.395 | 0 | -1 | 0.39827 | 0 | -1 | 5.0741 | 0 | -1 | 2.5404 | 0 | -1 | 3.9236 | 0 | -1 | 0.51536 | 0 | -1 | 12.4517 | 0 | -1
12 | 0.052534 | 0 | -1 | 33.1579 | 0 | -1 | 4.5038 | 0 | -1 | 3.9537 | 0 | -1 | 0.54088 | 0 | -1 | 42.2089 | 0 | -1 | 0.013936 | 0 | -1 | 16.9275 | 0 | -1 | 4.5038 | 0 | -1 | 3.9537 | 0 | -1 | 0.55401 | 0 | -1 | 25.9529 | 0 | -1 | 0.01498 | 0 | -1 | 11.5494 | 0 | -1 | 2.4877 | 0 | -1 | 3.9537 | 0 | -1 | 0.54088 | 0 | -1 | 18.5467 | 0 | -1
Annual | 36.933 | 0 | -1 | 144.5607 | 0 | -1 | 55.7749 | 0 | -1 | 47.6725 | 0 | -1 | 6.2721 | 0 | -1 | 291.2131 | 0 | -1 | 26.2094 | 0 | -1 | 69.6397 | 0 | -1 | 55.7749 | 0 | -1 | 47.6725 | 0 | -1 | 6.4242 | 0 | -1 | 205.7206 | 0 | -1 | 18.4787 | 0 | -1 | 48.7212 | 0 | -1 | 30.8079 | 0 | -1 | 47.6725 | 0 | -1 | 6.2722 | 0 | -1 | 151.9524 | 0 | -1

## Warehouse_4835m2
Epoch | Pre1980 | [17 empty] | Post1980 | [17 empty] | New2004
Energy Type | Cooling (kWh/m2) |  |  | Heating (kWh/m2) |  |  | Lights (kWh/m2) |  |  | Equipment (kWh/m2) |  |  | DHW (kWh/m2) |  |  | EUI (kWh/m2) |  |  | Cooling (kWh/m2) |  |  | Heating (kWh/m2) |  |  | Lights (kWh/m2) |  |  | Equipment (kWh/m2) |  |  | DHW (kWh/m2) |  |  | EUI (kWh/m2) |  |  | Cooling (kWh/m2) |  |  | Heating (kWh/m2) |  |  | Lights (kWh/m2) |  |  | Equipment (kWh/m2) |  |  | DHW (kWh/m2) |  |  | EUI (kWh/m2)
Simulation Type | EP | UMI | error | EP | UMI | error | EP | UMI | error | EP | UMI | error | EP | UMI | error | EP | UMI | error | EP | UMI | error | EP | UMI | error | EP | UMI | error | EP | UMI | error | EP | UMI | error | EP | UMI | error | EP | UMI | error | EP | UMI | error | EP | UMI | error | EP | UMI | error | EP | UMI | error | EP | UMI | error
Month
1 | 0 | 0 |  | 43.3882 | 0 | -1 | 1.5349 | 0 | -1 | 0.50233 | 0 | -1 | 0 | 0 |  | 45.4255 | 0 | -1 | 0 | 0 |  | 39.6996 | 0 | -1 | 1.5349 | 0 | -1 | 0.50233 | 0 | -1 | 0 | 0 |  | 41.7369 | 0 | -1 | 0 | 0 |  | 18.9698 | 0 | -1 | 2.6241 | 0 | -1 | 0.50233 | 0 | -1 | 0 | 0 |  | 22.0962 | 0 | -1
2 | 0 | 0 |  | 33.3833 | 0 | -1 | 1.389 | 0 | -1 | 0.45505 | 0 | -1 | 0 | 0 |  | 35.2274 | 0 | -1 | 0 | 0 |  | 30.5552 | 0 | -1 | 1.389 | 0 | -1 | 0.45505 | 0 | -1 | 0 | 0 |  | 32.3992 | 0 | -1 | 0 | 0 |  | 14.5369 | 0 | -1 | 2.3747 | 0 | -1 | 0.45505 | 0 | -1 | 0 | 0 |  | 17.3667 | 0 | -1
3 | 0 | 0 |  | 17.4367 | 0 | -1 | 1.6331 | 0 | -1 | 0.53455 | 0 | -1 | 0 | 0 |  | 19.6044 | 0 | -1 | 0 | 0 |  | 15.7981 | 0 | -1 | 1.6331 | 0 | -1 | 0.53455 | 0 | -1 | 0 | 0 |  | 17.9657 | 0 | -1 | 0 | 0 |  | 8.0973 | 0 | -1 | 2.7919 | 0 | -1 | 0.53455 | 0 | -1 | 0 | 0 |  | 11.4237 | 0 | -1
4 | 0.05742 | 0 | -1 | 8.6487 | 0 | -1 | 1.4727 | 0 | -1 | 0.4833 | 0 | -1 | 0 | 0 |  | 10.6621 | 0 | -1 | 0.040004 | 0 | -1 | 7.9257 | 0 | -1 | 1.4727 | 0 | -1 | 0.4833 | 0 | -1 | 0 | 0 |  | 9.9218 | 0 | -1 | 0.019284 | 0 | -1 | 4.1476 | 0 | -1 | 2.5178 | 0 | -1 | 0.4833 | 0 | -1 | 0 | 0 |  | 7.1679 | 0 | -1
5 | 0.18558 | 0 | -1 | 2.3381 | 0 | -1 | 1.584 | 0 | -1 | 0.51844 | 0 | -1 | 0 | 0 |  | 4.6262 | 0 | -1 | 0.14952 | 0 | -1 | 2.0586 | 0 | -1 | 1.584 | 0 | -1 | 0.51844 | 0 | -1 | 0 | 0 |  | 4.3106 | 0 | -1 | 0.094175 | 0 | -1 | 0.86043 | 0 | -1 | 2.708 | 0 | -1 | 0.51844 | 0 | -1 | 0 | 0 |  | 4.1811 | 0 | -1
6 | 0.78764 | 0 | -1 | 0.25804 | 0 | -1 | 1.5681 | 0 | -1 | 0.51342 | 0 | -1 | 0 | 0 |  | 3.1272 | 0 | -1 | 0.69156 | 0 | -1 | 0.226 | 0 | -1 | 1.5681 | 0 | -1 | 0.51342 | 0 | -1 | 0 | 0 |  | 2.9991 | 0 | -1 | 0.50623 | 0 | -1 | 0.084785 | 0 | -1 | 2.6808 | 0 | -1 | 0.51342 | 0 | -1 | 0 | 0 |  | 3.7852 | 0 | -1
7 | 1.4633 | 0 | -1 | 0.063243 | 0 | -1 | 1.4886 | 0 | -1 | 0.48832 | 0 | -1 | 0 | 0 |  | 3.5035 | 0 | -1 | 1.3153 | 0 | -1 | 0.058072 | 0 | -1 | 1.4886 | 0 | -1 | 0.48832 | 0 | -1 | 0 | 0 |  | 3.3503 | 0 | -1 | 0.95541 | 0 | -1 | 0.0048522 | 0 | -1 | 2.545 | 0 | -1 | 0.48832 | 0 | -1 | 0 | 0 |  | 3.9936 | 0 | -1
8 | 1.1081 | 0 | -1 | 0.1494 | 0 | -1 | 1.6331 | 0 | -1 | 0.53455 | 0 | -1 | 0 | 0 |  | 3.4251 | 0 | -1 | 1.0281 | 0 | -1 | 0.12972 | 0 | -1 | 1.6331 | 0 | -1 | 0.53455 | 0 | -1 | 0 | 0 |  | 3.3254 | 0 | -1 | 0.87255 | 0 | -1 | 0 | 0 |  | 2.7919 | 0 | -1 | 0.53455 | 0 | -1 | 0 | 0 |  | 4.199 | 0 | -1
9 | 0.40612 | 0 | -1 | 0.43484 | 0 | -1 | 1.4727 | 0 | -1 | 0.4833 | 0 | -1 | 0 | 0 |  | 2.797 | 0 | -1 | 0.3687 | 0 | -1 | 0.36956 | 0 | -1 | 1.4727 | 0 | -1 | 0.4833 | 0 | -1 | 0 | 0 |  | 2.6943 | 0 | -1 | 0.39588 | 0 | -1 | 0.085001 | 0 | -1 | 2.5178 | 0 | -1 | 0.4833 | 0 | -1 | 0 | 0 |  | 3.482 | 0 | -1
10 | 0 | 0 |  | 4.6028 | 0 | -1 | 1.5349 | 0 | -1 | 0.50233 | 0 | -1 | 0 | 0 |  | 6.6401 | 0 | -1 | 0 | 0 |  | 4.1209 | 0 | -1 | 1.5349 | 0 | -1 | 0.50233 | 0 | -1 | 0 | 0 |  | 6.1582 | 0 | -1 | 0.0092049 | 0 | -1 | 1.807 | 0 | -1 | 2.6241 | 0 | -1 | 0.50233 | 0 | -1 | 0 | 0 |  | 4.9426 | 0 | -1
11 | 0 | 0 |  | 15.6259 | 0 | -1 | 1.5162 | 0 | -1 | 0.49522 | 0 | -1 | 0 | 0 |  | 17.6374 | 0 | -1 | 0 | 0 |  | 14.0742 | 0 | -1 | 1.5162 | 0 | -1 | 0.49522 | 0 | -1 | 0 | 0 |  | 16.0856 | 0 | -1 | 0 | 0 |  | 6.4917 | 0 | -1 | 2.5921 | 0 | -1 | 0.49522 | 0 | -1 | 0 | 0 |  | 9.579 | 0 | -1
12 | 0 | 0 |  | 37.8993 | 0 | -1 | 1.4886 | 0 | -1 | 0.48832 | 0 | -1 | 0 | 0 |  | 39.8762 | 0 | -1 | 0 | 0 |  | 34.4641 | 0 | -1 | 1.4886 | 0 | -1 | 0.48832 | 0 | -1 | 0 | 0 |  | 36.4411 | 0 | -1 | 0 | 0 |  | 15.8716 | 0 | -1 | 2.545 | 0 | -1 | 0.48832 | 0 | -1 | 0 | 0 |  | 18.9049 | 0 | -1
Annual | 4.0082 | 0 | -1 | 164.2286 | 0 | -1 | 18.316 | 0 | -1 | 5.9991 | 0 | -1 | 0 | 0 |  | 192.552 | 0 | -1 | 3.5931 | 0 | -1 | 149.4798 | 0 | -1 | 18.316 | 0 | -1 | 5.9991 | 0 | -1 | 0 | 0 |  | 177.388 | 0 | -1 | 2.8527 | 0 | -1 | 70.9568 | 0 | -1 | 31.3132 | 0 | -1 | 5.9991 | 0 | -1 | 0 | 0 |  | 111.1219 | 0 | -1

## Warehouse_4835m21
Epoch | Pre1980 | [17 empty] | Post1980 | [17 empty] | New2004
Energy Type | Cooling (kWh/m2) |  |  | Heating (kWh/m2) |  |  | Lights (kWh/m2) |  |  | Equipment (kWh/m2) |  |  | DHW (kWh/m2) |  |  | EUI (kWh/m2) |  |  | Cooling (kWh/m2) |  |  | Heating (kWh/m2) |  |  | Lights (kWh/m2) |  |  | Equipment (kWh/m2) |  |  | DHW (kWh/m2) |  |  | EUI (kWh/m2) |  |  | Cooling (kWh/m2) |  |  | Heating (kWh/m2) |  |  | Lights (kWh/m2) |  |  | Equipment (kWh/m2) |  |  | DHW (kWh/m2) |  |  | EUI (kWh/m2)
Simulation Type | EP | UMI | error | EP | UMI | error | EP | UMI | error | EP | UMI | error | EP | UMI | error | EP | UMI | error | EP | UMI | error | EP | UMI | error | EP | UMI | error | EP | UMI | error | EP | UMI | error | EP | UMI | error | EP | UMI | error | EP | UMI | error | EP | UMI | error | EP | UMI | error | EP | UMI | error | EP | UMI | error
Month
1 | 0 | 0 |  | 43.3882 | 0 | -1 | 1.5349 | 0 | -1 | 0.50233 | 0 | -1 | 0 | 0 |  | 45.4255 | 0 | -1 | 0 | 0 |  | 39.6996 | 0 | -1 | 1.5349 | 0 | -1 | 0.50233 | 0 | -1 | 0 | 0 |  | 41.7369 | 0 | -1 | 0 | 0 |  | 18.9698 | 0 | -1 | 2.6241 | 0 | -1 | 0.50233 | 0 | -1 | 0 | 0 |  | 22.0962 | 0 | -1
2 | 0 | 0 |  | 33.3833 | 0 | -1 | 1.389 | 0 | -1 | 0.45505 | 0 | -1 | 0 | 0 |  | 35.2274 | 0 | -1 | 0 | 0 |  | 30.5552 | 0 | -1 | 1.389 | 0 | -1 | 0.45505 | 0 | -1 | 0 | 0 |  | 32.3992 | 0 | -1 | 0 | 0 |  | 14.5369 | 0 | -1 | 2.3747 | 0 | -1 | 0.45505 | 0 | -1 | 0 | 0 |  | 17.3667 | 0 | -1
3 | 0 | 0 |  | 17.4367 | 0 | -1 | 1.6331 | 0 | -1 | 0.53455 | 0 | -1 | 0 | 0 |  | 19.6044 | 0 | -1 | 0 | 0 |  | 15.7981 | 0 | -1 | 1.6331 | 0 | -1 | 0.53455 | 0 | -1 | 0 | 0 |  | 17.9657 | 0 | -1 | 0 | 0 |  | 8.0973 | 0 | -1 | 2.7919 | 0 | -1 | 0.53455 | 0 | -1 | 0 | 0 |  | 11.4237 | 0 | -1
4 | 0.05742 | 0 | -1 | 8.6487 | 0 | -1 | 1.4727 | 0 | -1 | 0.4833 | 0 | -1 | 0 | 0 |  | 10.6621 | 0 | -1 | 0.040004 | 0 | -1 | 7.9257 | 0 | -1 | 1.4727 | 0 | -1 | 0.4833 | 0 | -1 | 0 | 0 |  | 9.9218 | 0 | -1 | 0.019284 | 0 | -1 | 4.1476 | 0 | -1 | 2.5178 | 0 | -1 | 0.4833 | 0 | -1 | 0 | 0 |  | 7.1679 | 0 | -1
5 | 0.18558 | 0 | -1 | 2.3381 | 0 | -1 | 1.584 | 0 | -1 | 0.51844 | 0 | -1 | 0 | 0 |  | 4.6262 | 0 | -1 | 0.14952 | 0 | -1 | 2.0586 | 0 | -1 | 1.584 | 0 | -1 | 0.51844 | 0 | -1 | 0 | 0 |  | 4.3106 | 0 | -1 | 0.094175 | 0 | -1 | 0.86043 | 0 | -1 | 2.708 | 0 | -1 | 0.51844 | 0 | -1 | 0 | 0 |  | 4.1811 | 0 | -1
6 | 0.78764 | 0 | -1 | 0.25804 | 0 | -1 | 1.5681 | 0 | -1 | 0.51342 | 0 | -1 | 0 | 0 |  | 3.1272 | 0 | -1 | 0.69156 | 0 | -1 | 0.226 | 0 | -1 | 1.5681 | 0 | -1 | 0.51342 | 0 | -1 | 0 | 0 |  | 2.9991 | 0 | -1 | 0.50623 | 0 | -1 | 0.084785 | 0 | -1 | 2.6808 | 0 | -1 | 0.51342 | 0 | -1 | 0 | 0 |  | 3.7852 | 0 | -1
7 | 1.4633 | 0 | -1 | 0.063243 | 0 | -1 | 1.4886 | 0 | -1 | 0.48832 | 0 | -1 | 0 | 0 |  | 3.5035 | 0 | -1 | 1.3153 | 0 | -1 | 0.058072 | 0 | -1 | 1.4886 | 0 | -1 | 0.48832 | 0 | -1 | 0 | 0 |  | 3.3503 | 0 | -1 | 0.95541 | 0 | -1 | 0.0048522 | 0 | -1 | 2.545 | 0 | -1 | 0.48832 | 0 | -1 | 0 | 0 |  | 3.9936 | 0 | -1
8 | 1.1081 | 0 | -1 | 0.1494 | 0 | -1 | 1.6331 | 0 | -1 | 0.53455 | 0 | -1 | 0 | 0 |  | 3.4251 | 0 | -1 | 1.0281 | 0 | -1 | 0.12972 | 0 | -1 | 1.6331 | 0 | -1 | 0.53455 | 0 | -1 | 0 | 0 |  | 3.3254 | 0 | -1 | 0.87255 | 0 | -1 | 0 | 0 |  | 2.7919 | 0 | -1 | 0.53455 | 0 | -1 | 0 | 0 |  | 4.199 | 0 | -1
9 | 0.40612 | 0 | -1 | 0.43484 | 0 | -1 | 1.4727 | 0 | -1 | 0.4833 | 0 | -1 | 0 | 0 |  | 2.797 | 0 | -1 | 0.3687 | 0 | -1 | 0.36956 | 0 | -1 | 1.4727 | 0 | -1 | 0.4833 | 0 | -1 | 0 | 0 |  | 2.6943 | 0 | -1 | 0.39588 | 0 | -1 | 0.085001 | 0 | -1 | 2.5178 | 0 | -1 | 0.4833 | 0 | -1 | 0 | 0 |  | 3.482 | 0 | -1
10 | 0 | 0 |  | 4.6028 | 0 | -1 | 1.5349 | 0 | -1 | 0.50233 | 0 | -1 | 0 | 0 |  | 6.6401 | 0 | -1 | 0 | 0 |  | 4.1209 | 0 | -1 | 1.5349 | 0 | -1 | 0.50233 | 0 | -1 | 0 | 0 |  | 6.1582 | 0 | -1 | 0.0092049 | 0 | -1 | 1.807 | 0 | -1 | 2.6241 | 0 | -1 | 0.50233 | 0 | -1 | 0 | 0 |  | 4.9426 | 0 | -1
11 | 0 | 0 |  | 15.6259 | 0 | -1 | 1.5162 | 0 | -1 | 0.49522 | 0 | -1 | 0 | 0 |  | 17.6374 | 0 | -1 | 0 | 0 |  | 14.0742 | 0 | -1 | 1.5162 | 0 | -1 | 0.49522 | 0 | -1 | 0 | 0 |  | 16.0856 | 0 | -1 | 0 | 0 |  | 6.4917 | 0 | -1 | 2.5921 | 0 | -1 | 0.49522 | 0 | -1 | 0 | 0 |  | 9.579 | 0 | -1
12 | 0 | 0 |  | 37.8993 | 0 | -1 | 1.4886 | 0 | -1 | 0.48832 | 0 | -1 | 0 | 0 |  | 39.8762 | 0 | -1 | 0 | 0 |  | 34.4641 | 0 | -1 | 1.4886 | 0 | -1 | 0.48832 | 0 | -1 | 0 | 0 |  | 36.4411 | 0 | -1 | 0 | 0 |  | 15.8716 | 0 | -1 | 2.545 | 0 | -1 | 0.48832 | 0 | -1 | 0 | 0 |  | 18.9049 | 0 | -1
Annual | 4.0082 | 0 | -1 | 164.2286 | 0 | -1 | 18.316 | 0 | -1 | 5.9991 | 0 | -1 | 0 | 0 |  | 192.552 | 0 | -1 | 3.5931 | 0 | -1 | 149.4798 | 0 | -1 | 18.316 | 0 | -1 | 5.9991 | 0 | -1 | 0 | 0 |  | 177.388 | 0 | -1 | 2.8527 | 0 | -1 | 70.9568 | 0 | -1 | 31.3132 | 0 | -1 | 5.9991 | 0 | -1 | 0 | 0 |  | 111.1219 | 0 | -1

## Stand-aloneRetail_2294m2
Epoch | Pre1980 | [17 empty] | Post1980 | [17 empty] | New2004
Energy Type | Cooling (kWh/m2) |  |  | Heating (kWh/m2) |  |  | Lights (kWh/m2) |  |  | Equipment (kWh/m2) |  |  | DHW (kWh/m2) |  |  | EUI (kWh/m2) |  |  | Cooling (kWh/m2) |  |  | Heating (kWh/m2) |  |  | Lights (kWh/m2) |  |  | Equipment (kWh/m2) |  |  | DHW (kWh/m2) |  |  | EUI (kWh/m2) |  |  | Cooling (kWh/m2) |  |  | Heating (kWh/m2) |  |  | Lights (kWh/m2) |  |  | Equipment (kWh/m2) |  |  | DHW (kWh/m2) |  |  | EUI (kWh/m2)
Simulation Type | EP | UMI | error | EP | UMI | error | EP | UMI | error | EP | UMI | error | EP | UMI | error | EP | UMI | error | EP | UMI | error | EP | UMI | error | EP | UMI | error | EP | UMI | error | EP | UMI | error | EP | UMI | error | EP | UMI | error | EP | UMI | error | EP | UMI | error | EP | UMI | error | EP | UMI | error | EP | UMI | error
Month
1 | 0.0035232 | 0 | -1 | 53.3669 | 0 | -1 | 9.8608 | 0 | -1 | 2.0284 | 0 | -1 | 0 | 0 |  | 65.2596 | 0 | -1 | 0 | 0 |  | 49.8397 | 0 | -1 | 9.8608 | 0 | -1 | 2.0284 | 0 | -1 | 0 | 0 |  | 61.7289 | 0 | -1 | 0 | 0 |  | 31.6292 | 0 | -1 | 5.0801 | 0 | -1 | 2.0284 | 0 | -1 | 0 | 0 |  | 38.7377 | 0 | -1
2 | 5.1188e-05 | 0 | -1 | 41.9302 | 0 | -1 | 8.9703 | 0 | -1 | 1.8398 | 0 | -1 | 0 | 0 |  | 52.7403 | 0 | -1 | 0 | 0 |  | 39.234 | 0 | -1 | 8.9703 | 0 | -1 | 1.8398 | 0 | -1 | 0 | 0 |  | 50.044 | 0 | -1 | 0 | 0 |  | 25.2595 | 0 | -1 | 4.6213 | 0 | -1 | 1.8398 | 0 | -1 | 0 | 0 |  | 31.7206 | 0 | -1
3 | 0.37037 | 0 | -1 | 27.5588 | 0 | -1 | 10.2002 | 0 | -1 | 2.0719 | 0 | -1 | 0 | 0 |  | 40.2013 | 0 | -1 | 0.16897 | 0 | -1 | 25.6476 | 0 | -1 | 10.2002 | 0 | -1 | 2.0719 | 0 | -1 | 0 | 0 |  | 38.0888 | 0 | -1 | 0.079128 | 0 | -1 | 17.4301 | 0 | -1 | 5.2549 | 0 | -1 | 2.0719 | 0 | -1 | 0 | 0 |  | 24.8361 | 0 | -1
4 | 1.8796 | 0 | -1 | 15.6629 | 0 | -1 | 9.6911 | 0 | -1 | 1.9827 | 0 | -1 | 0 | 0 |  | 29.2164 | 0 | -1 | 1.3926 | 0 | -1 | 14.7295 | 0 | -1 | 9.6911 | 0 | -1 | 1.9827 | 0 | -1 | 0 | 0 |  | 27.7959 | 0 | -1 | 0.78322 | 0 | -1 | 10.3434 | 0 | -1 | 4.9926 | 0 | -1 | 1.9827 | 0 | -1 | 0 | 0 |  | 18.102 | 0 | -1
5 | 3.9146 | 0 | -1 | 4.7756 | 0 | -1 | 10.0515 | 0 | -1 | 2.0542 | 0 | -1 | 0 | 0 |  | 20.7959 | 0 | -1 | 2.8666 | 0 | -1 | 4.3692 | 0 | -1 | 10.0515 | 0 | -1 | 2.0542 | 0 | -1 | 0 | 0 |  | 19.3415 | 0 | -1 | 1.6569 | 0 | -1 | 2.9933 | 0 | -1 | 5.1783 | 0 | -1 | 2.0542 | 0 | -1 | 0 | 0 |  | 11.8828 | 0 | -1
6 | 7.4621 | 0 | -1 | 0.94295 | 0 | -1 | 9.8398 | 0 | -1 | 2.0005 | 0 | -1 | 0 | 0 |  | 20.2454 | 0 | -1 | 6.2369 | 0 | -1 | 0.72338 | 0 | -1 | 9.8398 | 0 | -1 | 2.0005 | 0 | -1 | 0 | 0 |  | 18.8006 | 0 | -1 | 3.9051 | 0 | -1 | 0.3087 | 0 | -1 | 5.0693 | 0 | -1 | 2.0005 | 0 | -1 | 0 | 0 |  | 11.2835 | 0 | -1
7 | 10.4235 | 0 | -1 | 0.23299 | 0 | -1 | 9.8608 | 0 | -1 | 2.0284 | 0 | -1 | 0 | 0 |  | 22.5456 | 0 | -1 | 8.9438 | 0 | -1 | 0.17233 | 0 | -1 | 9.8608 | 0 | -1 | 2.0284 | 0 | -1 | 0 | 0 |  | 21.0054 | 0 | -1 | 5.7889 | 0 | -1 | 0.039641 | 0 | -1 | 5.0801 | 0 | -1 | 2.0284 | 0 | -1 | 0 | 0 |  | 12.937 | 0 | -1
8 | 8.5082 | 0 | -1 | 0.55819 | 0 | -1 | 10.2423 | 0 | -1 | 2.08 | 0 | -1 | 0 | 0 |  | 21.3887 | 0 | -1 | 7.2491 | 0 | -1 | 0.37709 | 0 | -1 | 10.2423 | 0 | -1 | 2.08 | 0 | -1 | 0 | 0 |  | 19.9485 | 0 | -1 | 4.6327 | 0 | -1 | 0.1143 | 0 | -1 | 5.2766 | 0 | -1 | 2.08 | 0 | -1 | 0 | 0 |  | 12.1036 | 0 | -1
9 | 5.1949 | 0 | -1 | 2.0153 | 0 | -1 | 9.4584 | 0 | -1 | 1.9488 | 0 | -1 | 0 | 0 |  | 18.6174 | 0 | -1 | 4.2577 | 0 | -1 | 1.613 | 0 | -1 | 9.4584 | 0 | -1 | 1.9488 | 0 | -1 | 0 | 0 |  | 17.2779 | 0 | -1 | 2.5813 | 0 | -1 | 0.89117 | 0 | -1 | 4.8727 | 0 | -1 | 1.9488 | 0 | -1 | 0 | 0 |  | 10.294 | 0 | -1
10 | 1.7629 | 0 | -1 | 10.2013 | 0 | -1 | 10.0515 | 0 | -1 | 2.0542 | 0 | -1 | 0 | 0 |  | 24.0699 | 0 | -1 | 1.0538 | 0 | -1 | 9.531 | 0 | -1 | 10.0515 | 0 | -1 | 2.0542 | 0 | -1 | 0 | 0 |  | 22.6906 | 0 | -1 | 0.58749 | 0 | -1 | 6.7331 | 0 | -1 | 5.1783 | 0 | -1 | 2.0542 | 0 | -1 | 0 | 0 |  | 14.5531 | 0 | -1
11 | 0.49531 | 0 | -1 | 26.7109 | 0 | -1 | 9.6911 | 0 | -1 | 1.9827 | 0 | -1 | 0 | 0 |  | 38.8801 | 0 | -1 | 0.31038 | 0 | -1 | 24.801 | 0 | -1 | 9.6911 | 0 | -1 | 1.9827 | 0 | -1 | 0 | 0 |  | 36.7853 | 0 | -1 | 0.14337 | 0 | -1 | 16.3715 | 0 | -1 | 4.9926 | 0 | -1 | 1.9827 | 0 | -1 | 0 | 0 |  | 23.4902 | 0 | -1
12 | 0 | 0 |  | 50.0596 | 0 | -1 | 9.8188 | 0 | -1 | 2.0203 | 0 | -1 | 0 | 0 |  | 61.8987 | 0 | -1 | 0 | 0 |  | 46.6587 | 0 | -1 | 9.8188 | 0 | -1 | 2.0203 | 0 | -1 | 0 | 0 |  | 58.4978 | 0 | -1 | 0 | 0 |  | 29.7773 | 0 | -1 | 5.0584 | 0 | -1 | 2.0203 | 0 | -1 | 0 | 0 |  | 36.8561 | 0 | -1
Annual | 40.015 | 0 | -1 | 234.0156 | 0 | -1 | 117.7367 | 0 | -1 | 24.092 | 0 | -1 | 0 | 0 |  | 415.8594 | 0 | -1 | 32.4799 | 0 | -1 | 217.6965 | 0 | -1 | 117.7367 | 0 | -1 | 24.092 | 0 | -1 | 0 | 0 |  | 392.0051 | 0 | -1 | 20.158 | 0 | -1 | 141.8912 | 0 | -1 | 60.6553 | 0 | -1 | 24.092 | 0 | -1 | 0 | 0 |  | 246.7965 | 0 | -1

## Stand-aloneRetail_2294m21
Epoch | Pre1980 | [17 empty] | Post1980 | [17 empty] | New2004
Energy Type | Cooling (kWh/m2) |  |  | Heating (kWh/m2) |  |  | Lights (kWh/m2) |  |  | Equipment (kWh/m2) |  |  | DHW (kWh/m2) |  |  | EUI (kWh/m2) |  |  | Cooling (kWh/m2) |  |  | Heating (kWh/m2) |  |  | Lights (kWh/m2) |  |  | Equipment (kWh/m2) |  |  | DHW (kWh/m2) |  |  | EUI (kWh/m2) |  |  | Cooling (kWh/m2) |  |  | Heating (kWh/m2) |  |  | Lights (kWh/m2) |  |  | Equipment (kWh/m2) |  |  | DHW (kWh/m2) |  |  | EUI (kWh/m2)
Simulation Type | EP | UMI | error | EP | UMI | error | EP | UMI | error | EP | UMI | error | EP | UMI | error | EP | UMI | error | EP | UMI | error | EP | UMI | error | EP | UMI | error | EP | UMI | error | EP | UMI | error | EP | UMI | error | EP | UMI | error | EP | UMI | error | EP | UMI | error | EP | UMI | error | EP | UMI | error | EP | UMI | error
Month
1 | 0.0035232 | 0 | -1 | 53.3669 | 0 | -1 | 9.8608 | 0 | -1 | 2.0284 | 0 | -1 | 0 | 0 |  | 65.2596 | 0 | -1 | 0 | 0 |  | 49.8397 | 0 | -1 | 9.8608 | 0 | -1 | 2.0284 | 0 | -1 | 0 | 0 |  | 61.7289 | 0 | -1 | 0 | 0 |  | 31.6292 | 0 | -1 | 5.0801 | 0 | -1 | 2.0284 | 0 | -1 | 0 | 0 |  | 38.7377 | 0 | -1
2 | 5.1188e-05 | 0 | -1 | 41.9302 | 0 | -1 | 8.9703 | 0 | -1 | 1.8398 | 0 | -1 | 0 | 0 |  | 52.7403 | 0 | -1 | 0 | 0 |  | 39.234 | 0 | -1 | 8.9703 | 0 | -1 | 1.8398 | 0 | -1 | 0 | 0 |  | 50.044 | 0 | -1 | 0 | 0 |  | 25.2595 | 0 | -1 | 4.6213 | 0 | -1 | 1.8398 | 0 | -1 | 0 | 0 |  | 31.7206 | 0 | -1
3 | 0.37037 | 0 | -1 | 27.5588 | 0 | -1 | 10.2002 | 0 | -1 | 2.0719 | 0 | -1 | 0 | 0 |  | 40.2013 | 0 | -1 | 0.16897 | 0 | -1 | 25.6476 | 0 | -1 | 10.2002 | 0 | -1 | 2.0719 | 0 | -1 | 0 | 0 |  | 38.0888 | 0 | -1 | 0.079128 | 0 | -1 | 17.4301 | 0 | -1 | 5.2549 | 0 | -1 | 2.0719 | 0 | -1 | 0 | 0 |  | 24.8361 | 0 | -1
4 | 1.8796 | 0 | -1 | 15.6629 | 0 | -1 | 9.6911 | 0 | -1 | 1.9827 | 0 | -1 | 0 | 0 |  | 29.2164 | 0 | -1 | 1.3926 | 0 | -1 | 14.7295 | 0 | -1 | 9.6911 | 0 | -1 | 1.9827 | 0 | -1 | 0 | 0 |  | 27.7959 | 0 | -1 | 0.78322 | 0 | -1 | 10.3434 | 0 | -1 | 4.9926 | 0 | -1 | 1.9827 | 0 | -1 | 0 | 0 |  | 18.102 | 0 | -1
5 | 3.9146 | 0 | -1 | 4.7756 | 0 | -1 | 10.0515 | 0 | -1 | 2.0542 | 0 | -1 | 0 | 0 |  | 20.7959 | 0 | -1 | 2.8666 | 0 | -1 | 4.3692 | 0 | -1 | 10.0515 | 0 | -1 | 2.0542 | 0 | -1 | 0 | 0 |  | 19.3415 | 0 | -1 | 1.6569 | 0 | -1 | 2.9933 | 0 | -1 | 5.1783 | 0 | -1 | 2.0542 | 0 | -1 | 0 | 0 |  | 11.8828 | 0 | -1
6 | 7.4621 | 0 | -1 | 0.94295 | 0 | -1 | 9.8398 | 0 | -1 | 2.0005 | 0 | -1 | 0 | 0 |  | 20.2454 | 0 | -1 | 6.2369 | 0 | -1 | 0.72338 | 0 | -1 | 9.8398 | 0 | -1 | 2.0005 | 0 | -1 | 0 | 0 |  | 18.8006 | 0 | -1 | 3.9051 | 0 | -1 | 0.3087 | 0 | -1 | 5.0693 | 0 | -1 | 2.0005 | 0 | -1 | 0 | 0 |  | 11.2835 | 0 | -1
7 | 10.4235 | 0 | -1 | 0.23299 | 0 | -1 | 9.8608 | 0 | -1 | 2.0284 | 0 | -1 | 0 | 0 |  | 22.5456 | 0 | -1 | 8.9438 | 0 | -1 | 0.17233 | 0 | -1 | 9.8608 | 0 | -1 | 2.0284 | 0 | -1 | 0 | 0 |  | 21.0054 | 0 | -1 | 5.7889 | 0 | -1 | 0.039641 | 0 | -1 | 5.0801 | 0 | -1 | 2.0284 | 0 | -1 | 0 | 0 |  | 12.937 | 0 | -1
8 | 8.5082 | 0 | -1 | 0.55819 | 0 | -1 | 10.2423 | 0 | -1 | 2.08 | 0 | -1 | 0 | 0 |  | 21.3887 | 0 | -1 | 7.2491 | 0 | -1 | 0.37709 | 0 | -1 | 10.2423 | 0 | -1 | 2.08 | 0 | -1 | 0 | 0 |  | 19.9485 | 0 | -1 | 4.6327 | 0 | -1 | 0.1143 | 0 | -1 | 5.2766 | 0 | -1 | 2.08 | 0 | -1 | 0 | 0 |  | 12.1036 | 0 | -1
9 | 5.1949 | 0 | -1 | 2.0153 | 0 | -1 | 9.4584 | 0 | -1 | 1.9488 | 0 | -1 | 0 | 0 |  | 18.6174 | 0 | -1 | 4.2577 | 0 | -1 | 1.613 | 0 | -1 | 9.4584 | 0 | -1 | 1.9488 | 0 | -1 | 0 | 0 |  | 17.2779 | 0 | -1 | 2.5813 | 0 | -1 | 0.89117 | 0 | -1 | 4.8727 | 0 | -1 | 1.9488 | 0 | -1 | 0 | 0 |  | 10.294 | 0 | -1
10 | 1.7629 | 0 | -1 | 10.2013 | 0 | -1 | 10.0515 | 0 | -1 | 2.0542 | 0 | -1 | 0 | 0 |  | 24.0699 | 0 | -1 | 1.0538 | 0 | -1 | 9.531 | 0 | -1 | 10.0515 | 0 | -1 | 2.0542 | 0 | -1 | 0 | 0 |  | 22.6906 | 0 | -1 | 0.58749 | 0 | -1 | 6.7331 | 0 | -1 | 5.1783 | 0 | -1 | 2.0542 | 0 | -1 | 0 | 0 |  | 14.5531 | 0 | -1
11 | 0.49531 | 0 | -1 | 26.7109 | 0 | -1 | 9.6911 | 0 | -1 | 1.9827 | 0 | -1 | 0 | 0 |  | 38.8801 | 0 | -1 | 0.31038 | 0 | -1 | 24.801 | 0 | -1 | 9.6911 | 0 | -1 | 1.9827 | 0 | -1 | 0 | 0 |  | 36.7853 | 0 | -1 | 0.14337 | 0 | -1 | 16.3715 | 0 | -1 | 4.9926 | 0 | -1 | 1.9827 | 0 | -1 | 0 | 0 |  | 23.4902 | 0 | -1
12 | 0 | 0 |  | 50.0596 | 0 | -1 | 9.8188 | 0 | -1 | 2.0203 | 0 | -1 | 0 | 0 |  | 61.8987 | 0 | -1 | 0 | 0 |  | 46.6587 | 0 | -1 | 9.8188 | 0 | -1 | 2.0203 | 0 | -1 | 0 | 0 |  | 58.4978 | 0 | -1 | 0 | 0 |  | 29.7773 | 0 | -1 | 5.0584 | 0 | -1 | 2.0203 | 0 | -1 | 0 | 0 |  | 36.8561 | 0 | -1
Annual | 40.015 | 0 | -1 | 234.0156 | 0 | -1 | 117.7367 | 0 | -1 | 24.092 | 0 | -1 | 0 | 0 |  | 415.8594 | 0 | -1 | 32.4799 | 0 | -1 | 217.6965 | 0 | -1 | 117.7367 | 0 | -1 | 24.092 | 0 | -1 | 0 | 0 |  | 392.0051 | 0 | -1 | 20.158 | 0 | -1 | 141.8912 | 0 | -1 | 60.6553 | 0 | -1 | 24.092 | 0 | -1 | 0 | 0 |  | 246.7965 | 0 | -1

## StripMall_2090m2
Epoch | Pre1980 | [17 empty] | Post1980 | [17 empty] | New2004
Energy Type | Cooling (kWh/m2) |  |  | Heating (kWh/m2) |  |  | Lights (kWh/m2) |  |  | Equipment (kWh/m2) |  |  | DHW (kWh/m2) |  |  | EUI (kWh/m2) |  |  | Cooling (kWh/m2) |  |  | Heating (kWh/m2) |  |  | Lights (kWh/m2) |  |  | Equipment (kWh/m2) |  |  | DHW (kWh/m2) |  |  | EUI (kWh/m2) |  |  | Cooling (kWh/m2) |  |  | Heating (kWh/m2) |  |  | Lights (kWh/m2) |  |  | Equipment (kWh/m2) |  |  | DHW (kWh/m2) |  |  | EUI (kWh/m2)
Simulation Type | EP | UMI | error | EP | UMI | error | EP | UMI | error | EP | UMI | error | EP | UMI | error | EP | UMI | error | EP | UMI | error | EP | UMI | error | EP | UMI | error | EP | UMI | error | EP | UMI | error | EP | UMI | error | EP | UMI | error | EP | UMI | error | EP | UMI | error | EP | UMI | error | EP | UMI | error | EP | UMI | error
Month
1 | 0 | 0 |  | 57.1561 | 0 | -1 | 11.7345 | 0 | -1 | 1.6718 | 0 | -1 | 0 | 0 |  | 70.5624 | 0 | -1 | 0 | 0 |  | 53.3289 | 0 | -1 | 11.7345 | 0 | -1 | 1.6718 | 0 | -1 | 0 | 0 |  | 66.7353 | 0 | -1 | 0 | 0 |  | 34.0013 | 0 | -1 | 5.3246 | 0 | -1 | 1.6718 | 0 | -1 | 0 | 0 |  | 40.9978 | 0 | -1
2 | 0 | 0 |  | 44.8297 | 0 | -1 | 10.6747 | 0 | -1 | 1.5164 | 0 | -1 | 0 | 0 |  | 57.0208 | 0 | -1 | 0 | 0 |  | 41.8772 | 0 | -1 | 10.6747 | 0 | -1 | 1.5164 | 0 | -1 | 0 | 0 |  | 54.0683 | 0 | -1 | 0 | 0 |  | 27.151 | 0 | -1 | 4.8438 | 0 | -1 | 1.5164 | 0 | -1 | 0 | 0 |  | 33.5112 | 0 | -1
3 | 0.18316 | 0 | -1 | 29.45 | 0 | -1 | 12.1384 | 0 | -1 | 1.7077 | 0 | -1 | 0 | 0 |  | 43.4793 | 0 | -1 | 0.13964 | 0 | -1 | 27.4115 | 0 | -1 | 12.1384 | 0 | -1 | 1.7077 | 0 | -1 | 0 | 0 |  | 41.3973 | 0 | -1 | 0.0078784 | 0 | -1 | 18.8589 | 0 | -1 | 5.5079 | 0 | -1 | 1.7077 | 0 | -1 | 0 | 0 |  | 26.0824 | 0 | -1
4 | 1.4862 | 0 | -1 | 16.8047 | 0 | -1 | 11.5325 | 0 | -1 | 1.6342 | 0 | -1 | 0 | 0 |  | 31.4576 | 0 | -1 | 1.2753 | 0 | -1 | 15.6801 | 0 | -1 | 11.5325 | 0 | -1 | 1.6342 | 0 | -1 | 0 | 0 |  | 30.1222 | 0 | -1 | 0.54841 | 0 | -1 | 11.2948 | 0 | -1 | 5.233 | 0 | -1 | 1.6342 | 0 | -1 | 0 | 0 |  | 18.7104 | 0 | -1
5 | 3.0568 | 0 | -1 | 5.0791 | 0 | -1 | 11.9615 | 0 | -1 | 1.6931 | 0 | -1 | 0 | 0 |  | 21.7905 | 0 | -1 | 2.6385 | 0 | -1 | 4.6664 | 0 | -1 | 11.9615 | 0 | -1 | 1.6931 | 0 | -1 | 0 | 0 |  | 20.9595 | 0 | -1 | 1.0534 | 0 | -1 | 3.3849 | 0 | -1 | 5.4276 | 0 | -1 | 1.6931 | 0 | -1 | 0 | 0 |  | 11.559 | 0 | -1
6 | 6.4709 | 0 | -1 | 0.93482 | 0 | -1 | 11.7095 | 0 | -1 | 1.6488 | 0 | -1 | 0 | 0 |  | 20.7641 | 0 | -1 | 5.8662 | 0 | -1 | 0.80936 | 0 | -1 | 11.7095 | 0 | -1 | 1.6488 | 0 | -1 | 0 | 0 |  | 20.0339 | 0 | -1 | 3.1402 | 0 | -1 | 0.39432 | 0 | -1 | 5.3133 | 0 | -1 | 1.6488 | 0 | -1 | 0 | 0 |  | 10.4967 | 0 | -1
7 | 9.3771 | 0 | -1 | 0.19896 | 0 | -1 | 11.7345 | 0 | -1 | 1.6718 | 0 | -1 | 0 | 0 |  | 22.9824 | 0 | -1 | 8.5728 | 0 | -1 | 0.16476 | 0 | -1 | 11.7345 | 0 | -1 | 1.6718 | 0 | -1 | 0 | 0 |  | 22.1439 | 0 | -1 | 4.9607 | 0 | -1 | 0.031348 | 0 | -1 | 5.3246 | 0 | -1 | 1.6718 | 0 | -1 | 0 | 0 |  | 11.9886 | 0 | -1
8 | 7.4549 | 0 | -1 | 0.46424 | 0 | -1 | 12.1884 | 0 | -1 | 1.7144 | 0 | -1 | 0 | 0 |  | 21.822 | 0 | -1 | 6.8167 | 0 | -1 | 0.38115 | 0 | -1 | 12.1884 | 0 | -1 | 1.7144 | 0 | -1 | 0 | 0 |  | 21.1007 | 0 | -1 | 3.8388 | 0 | -1 | 0.10996 | 0 | -1 | 5.5306 | 0 | -1 | 1.7144 | 0 | -1 | 0 | 0 |  | 11.1937 | 0 | -1
9 | 4.2762 | 0 | -1 | 2.1329 | 0 | -1 | 11.2556 | 0 | -1 | 1.6063 | 0 | -1 | 0 | 0 |  | 19.2709 | 0 | -1 | 3.8659 | 0 | -1 | 1.8326 | 0 | -1 | 11.2556 | 0 | -1 | 1.6063 | 0 | -1 | 0 | 0 |  | 18.5604 | 0 | -1 | 1.8881 | 0 | -1 | 1.0894 | 0 | -1 | 5.1073 | 0 | -1 | 1.6063 | 0 | -1 | 0 | 0 |  | 9.6911 | 0 | -1
10 | 1.0293 | 0 | -1 | 10.8885 | 0 | -1 | 11.9615 | 0 | -1 | 1.6931 | 0 | -1 | 0 | 0 |  | 25.5723 | 0 | -1 | 0.87421 | 0 | -1 | 10.0389 | 0 | -1 | 11.9615 | 0 | -1 | 1.6931 | 0 | -1 | 0 | 0 |  | 24.5677 | 0 | -1 | 0.20467 | 0 | -1 | 7.1975 | 0 | -1 | 5.4276 | 0 | -1 | 1.6931 | 0 | -1 | 0 | 0 |  | 14.5229 | 0 | -1
11 | 0.29955 | 0 | -1 | 28.4296 | 0 | -1 | 11.5325 | 0 | -1 | 1.6342 | 0 | -1 | 0 | 0 |  | 41.8959 | 0 | -1 | 0.27509 | 0 | -1 | 26.3667 | 0 | -1 | 11.5325 | 0 | -1 | 1.6342 | 0 | -1 | 0 | 0 |  | 39.8086 | 0 | -1 | 0.050865 | 0 | -1 | 17.5829 | 0 | -1 | 5.233 | 0 | -1 | 1.6342 | 0 | -1 | 0 | 0 |  | 24.501 | 0 | -1
12 | 0 | 0 |  | 53.64 | 0 | -1 | 11.6845 | 0 | -1 | 1.6652 | 0 | -1 | 0 | 0 |  | 66.9897 | 0 | -1 | 0 | 0 |  | 49.9006 | 0 | -1 | 11.6845 | 0 | -1 | 1.6652 | 0 | -1 | 0 | 0 |  | 63.2503 | 0 | -1 | 0 | 0 |  | 31.9995 | 0 | -1 | 5.302 | 0 | -1 | 1.6652 | 0 | -1 | 0 | 0 |  | 38.9666 | 0 | -1
Annual | 33.634 | 0 | -1 | 250.0085 | 0 | -1 | 140.1081 | 0 | -1 | 19.8572 | 0 | -1 | 0 | 0 |  | 443.6078 | 0 | -1 | 30.3244 | 0 | -1 | 232.4582 | 0 | -1 | 140.1081 | 0 | -1 | 19.8572 | 0 | -1 | 0 | 0 |  | 422.748 | 0 | -1 | 15.6931 | 0 | -1 | 153.0958 | 0 | -1 | 63.5754 | 0 | -1 | 19.8572 | 0 | -1 | 0 | 0 |  | 252.2215 | 0 | -1

## StripMall_2090m21
Epoch | Pre1980 | [17 empty] | Post1980 | [17 empty] | New2004
Energy Type | Cooling (kWh/m2) |  |  | Heating (kWh/m2) |  |  | Lights (kWh/m2) |  |  | Equipment (kWh/m2) |  |  | DHW (kWh/m2) |  |  | EUI (kWh/m2) |  |  | Cooling (kWh/m2) |  |  | Heating (kWh/m2) |  |  | Lights (kWh/m2) |  |  | Equipment (kWh/m2) |  |  | DHW (kWh/m2) |  |  | EUI (kWh/m2) |  |  | Cooling (kWh/m2) |  |  | Heating (kWh/m2) |  |  | Lights (kWh/m2) |  |  | Equipment (kWh/m2) |  |  | DHW (kWh/m2) |  |  | EUI (kWh/m2)
Simulation Type | EP | UMI | error | EP | UMI | error | EP | UMI | error | EP | UMI | error | EP | UMI | error | EP | UMI | error | EP | UMI | error | EP | UMI | error | EP | UMI | error | EP | UMI | error | EP | UMI | error | EP | UMI | error | EP | UMI | error | EP | UMI | error | EP | UMI | error | EP | UMI | error | EP | UMI | error | EP | UMI | error
Month
1 | 0 | 0 |  | 57.1561 | 0 | -1 | 11.7345 | 0 | -1 | 1.6718 | 0 | -1 | 0 | 0 |  | 70.5624 | 0 | -1 | 0 | 0 |  | 53.3289 | 0 | -1 | 11.7345 | 0 | -1 | 1.6718 | 0 | -1 | 0 | 0 |  | 66.7353 | 0 | -1 | 0 | 0 |  | 34.0013 | 0 | -1 | 5.3246 | 0 | -1 | 1.6718 | 0 | -1 | 0 | 0 |  | 40.9978 | 0 | -1
2 | 0 | 0 |  | 44.8297 | 0 | -1 | 10.6747 | 0 | -1 | 1.5164 | 0 | -1 | 0 | 0 |  | 57.0208 | 0 | -1 | 0 | 0 |  | 41.8772 | 0 | -1 | 10.6747 | 0 | -1 | 1.5164 | 0 | -1 | 0 | 0 |  | 54.0683 | 0 | -1 | 0 | 0 |  | 27.151 | 0 | -1 | 4.8438 | 0 | -1 | 1.5164 | 0 | -1 | 0 | 0 |  | 33.5112 | 0 | -1
3 | 0.18316 | 0 | -1 | 29.45 | 0 | -1 | 12.1384 | 0 | -1 | 1.7077 | 0 | -1 | 0 | 0 |  | 43.4793 | 0 | -1 | 0.13964 | 0 | -1 | 27.4115 | 0 | -1 | 12.1384 | 0 | -1 | 1.7077 | 0 | -1 | 0 | 0 |  | 41.3973 | 0 | -1 | 0.0078784 | 0 | -1 | 18.8589 | 0 | -1 | 5.5079 | 0 | -1 | 1.7077 | 0 | -1 | 0 | 0 |  | 26.0824 | 0 | -1
4 | 1.4862 | 0 | -1 | 16.8047 | 0 | -1 | 11.5325 | 0 | -1 | 1.6342 | 0 | -1 | 0 | 0 |  | 31.4576 | 0 | -1 | 1.2753 | 0 | -1 | 15.6801 | 0 | -1 | 11.5325 | 0 | -1 | 1.6342 | 0 | -1 | 0 | 0 |  | 30.1222 | 0 | -1 | 0.54841 | 0 | -1 | 11.2948 | 0 | -1 | 5.233 | 0 | -1 | 1.6342 | 0 | -1 | 0 | 0 |  | 18.7104 | 0 | -1
5 | 3.0568 | 0 | -1 | 5.0791 | 0 | -1 | 11.9615 | 0 | -1 | 1.6931 | 0 | -1 | 0 | 0 |  | 21.7905 | 0 | -1 | 2.6385 | 0 | -1 | 4.6664 | 0 | -1 | 11.9615 | 0 | -1 | 1.6931 | 0 | -1 | 0 | 0 |  | 20.9595 | 0 | -1 | 1.0534 | 0 | -1 | 3.3849 | 0 | -1 | 5.4276 | 0 | -1 | 1.6931 | 0 | -1 | 0 | 0 |  | 11.559 | 0 | -1
6 | 6.4709 | 0 | -1 | 0.93482 | 0 | -1 | 11.7095 | 0 | -1 | 1.6488 | 0 | -1 | 0 | 0 |  | 20.7641 | 0 | -1 | 5.8662 | 0 | -1 | 0.80936 | 0 | -1 | 11.7095 | 0 | -1 | 1.6488 | 0 | -1 | 0 | 0 |  | 20.0339 | 0 | -1 | 3.1402 | 0 | -1 | 0.39432 | 0 | -1 | 5.3133 | 0 | -1 | 1.6488 | 0 | -1 | 0 | 0 |  | 10.4967 | 0 | -1
7 | 9.3771 | 0 | -1 | 0.19896 | 0 | -1 | 11.7345 | 0 | -1 | 1.6718 | 0 | -1 | 0 | 0 |  | 22.9824 | 0 | -1 | 8.5728 | 0 | -1 | 0.16476 | 0 | -1 | 11.7345 | 0 | -1 | 1.6718 | 0 | -1 | 0 | 0 |  | 22.1439 | 0 | -1 | 4.9607 | 0 | -1 | 0.031348 | 0 | -1 | 5.3246 | 0 | -1 | 1.6718 | 0 | -1 | 0 | 0 |  | 11.9886 | 0 | -1
8 | 7.4549 | 0 | -1 | 0.46424 | 0 | -1 | 12.1884 | 0 | -1 | 1.7144 | 0 | -1 | 0 | 0 |  | 21.822 | 0 | -1 | 6.8167 | 0 | -1 | 0.38115 | 0 | -1 | 12.1884 | 0 | -1 | 1.7144 | 0 | -1 | 0 | 0 |  | 21.1007 | 0 | -1 | 3.8388 | 0 | -1 | 0.10996 | 0 | -1 | 5.5306 | 0 | -1 | 1.7144 | 0 | -1 | 0 | 0 |  | 11.1937 | 0 | -1
9 | 4.2762 | 0 | -1 | 2.1329 | 0 | -1 | 11.2556 | 0 | -1 | 1.6063 | 0 | -1 | 0 | 0 |  | 19.2709 | 0 | -1 | 3.8659 | 0 | -1 | 1.8326 | 0 | -1 | 11.2556 | 0 | -1 | 1.6063 | 0 | -1 | 0 | 0 |  | 18.5604 | 0 | -1 | 1.8881 | 0 | -1 | 1.0894 | 0 | -1 | 5.1073 | 0 | -1 | 1.6063 | 0 | -1 | 0 | 0 |  | 9.6911 | 0 | -1
10 | 1.0293 | 0 | -1 | 10.8885 | 0 | -1 | 11.9615 | 0 | -1 | 1.6931 | 0 | -1 | 0 | 0 |  | 25.5723 | 0 | -1 | 0.87421 | 0 | -1 | 10.0389 | 0 | -1 | 11.9615 | 0 | -1 | 1.6931 | 0 | -1 | 0 | 0 |  | 24.5677 | 0 | -1 | 0.20467 | 0 | -1 | 7.1975 | 0 | -1 | 5.4276 | 0 | -1 | 1.6931 | 0 | -1 | 0 | 0 |  | 14.5229 | 0 | -1
11 | 0.29955 | 0 | -1 | 28.4296 | 0 | -1 | 11.5325 | 0 | -1 | 1.6342 | 0 | -1 | 0 | 0 |  | 41.8959 | 0 | -1 | 0.27509 | 0 | -1 | 26.3667 | 0 | -1 | 11.5325 | 0 | -1 | 1.6342 | 0 | -1 | 0 | 0 |  | 39.8086 | 0 | -1 | 0.050865 | 0 | -1 | 17.5829 | 0 | -1 | 5.233 | 0 | -1 | 1.6342 | 0 | -1 | 0 | 0 |  | 24.501 | 0 | -1
12 | 0 | 0 |  | 53.64 | 0 | -1 | 11.6845 | 0 | -1 | 1.6652 | 0 | -1 | 0 | 0 |  | 66.9897 | 0 | -1 | 0 | 0 |  | 49.9006 | 0 | -1 | 11.6845 | 0 | -1 | 1.6652 | 0 | -1 | 0 | 0 |  | 63.2503 | 0 | -1 | 0 | 0 |  | 31.9995 | 0 | -1 | 5.302 | 0 | -1 | 1.6652 | 0 | -1 | 0 | 0 |  | 38.9666 | 0 | -1
Annual | 33.634 | 0 | -1 | 250.0085 | 0 | -1 | 140.1081 | 0 | -1 | 19.8572 | 0 | -1 | 0 | 0 |  | 443.6078 | 0 | -1 | 30.3244 | 0 | -1 | 232.4582 | 0 | -1 | 140.1081 | 0 | -1 | 19.8572 | 0 | -1 | 0 | 0 |  | 422.748 | 0 | -1 | 15.6931 | 0 | -1 | 153.0958 | 0 | -1 | 63.5754 | 0 | -1 | 19.8572 | 0 | -1 | 0 | 0 |  | 252.2215 | 0 | -1

## PrimarySchool_6871m2
Epoch | Pre1980 | [17 empty] | Post1980 | [17 empty] | New2004
Energy Type | Cooling (kWh/m2) |  |  | Heating (kWh/m2) |  |  | Lights (kWh/m2) |  |  | Equipment (kWh/m2) |  |  | DHW (kWh/m2) |  |  | EUI (kWh/m2) |  |  | Cooling (kWh/m2) |  |  | Heating (kWh/m2) |  |  | Lights (kWh/m2) |  |  | Equipment (kWh/m2) |  |  | DHW (kWh/m2) |  |  | EUI (kWh/m2) |  |  | Cooling (kWh/m2) |  |  | Heating (kWh/m2) |  |  | Lights (kWh/m2) |  |  | Equipment (kWh/m2) |  |  | DHW (kWh/m2) |  |  | EUI (kWh/m2)
Simulation Type | EP | UMI | error | EP | UMI | error | EP | UMI | error | EP | UMI | error | EP | UMI | error | EP | UMI | error | EP | UMI | error | EP | UMI | error | EP | UMI | error | EP | UMI | error | EP | UMI | error | EP | UMI | error | EP | UMI | error | EP | UMI | error | EP | UMI | error | EP | UMI | error | EP | UMI | error | EP | UMI | error
Month
1 | 0.026464 | 0 | -1 | 27.169 | 0 | -1 | 6.7317 | 0 | -1 | 4.6672 | 0 | -1 | 0.78743 | 0 | -1 | 39.3818 | 0 | -1 | 0.027211 | 0 | -1 | 22.5437 | 0 | -1 | 6.7317 | 0 | -1 | 4.6689 | 0 | -1 | 0.80756 | 0 | -1 | 34.7791 | 0 | -1 | 0.023849 | 0 | -1 | 17.4247 | 0 | -1 | 4.4846 | 0 | -1 | 4.6711 | 0 | -1 | 0.78743 | 0 | -1 | 27.3917 | 0 | -1
2 | 0.040653 | 0 | -1 | 20.9995 | 0 | -1 | 6.0866 | 0 | -1 | 4.2206 | 0 | -1 | 0.72567 | 0 | -1 | 32.073 | 0 | -1 | 0.038197 | 0 | -1 | 17.3435 | 0 | -1 | 6.0866 | 0 | -1 | 4.222 | 0 | -1 | 0.74422 | 0 | -1 | 28.4345 | 0 | -1 | 0.032431 | 0 | -1 | 13.3813 | 0 | -1 | 4.0549 | 0 | -1 | 4.2234 | 0 | -1 | 0.72567 | 0 | -1 | 22.4177 | 0 | -1
3 | 0.098105 | 0 | -1 | 12.8635 | 0 | -1 | 7.1272 | 0 | -1 | 4.803 | 0 | -1 | 0.84557 | 0 | -1 | 25.7374 | 0 | -1 | 0.08854 | 0 | -1 | 10.4272 | 0 | -1 | 7.1272 | 0 | -1 | 4.8038 | 0 | -1 | 0.8672 | 0 | -1 | 23.314 | 0 | -1 | 0.075456 | 0 | -1 | 8.4539 | 0 | -1 | 4.7481 | 0 | -1 | 4.8052 | 0 | -1 | 0.84557 | 0 | -1 | 18.9282 | 0 | -1
4 | 0.80408 | 0 | -1 | 6.3287 | 0 | -1 | 6.4507 | 0 | -1 | 4.5209 | 0 | -1 | 0.70832 | 0 | -1 | 18.8128 | 0 | -1 | 0.70892 | 0 | -1 | 5.1576 | 0 | -1 | 6.4507 | 0 | -1 | 4.5214 | 0 | -1 | 0.72643 | 0 | -1 | 17.5651 | 0 | -1 | 0.63841 | 0 | -1 | 4.2219 | 0 | -1 | 4.2975 | 0 | -1 | 4.5224 | 0 | -1 | 0.70832 | 0 | -1 | 14.3885 | 0 | -1
5 | 1.6791 | 0 | -1 | 1.4641 | 0 | -1 | 6.9294 | 0 | -1 | 4.7678 | 0 | -1 | 0.70843 | 0 | -1 | 15.5489 | 0 | -1 | 1.4868 | 0 | -1 | 1.2064 | 0 | -1 | 6.9294 | 0 | -1 | 4.7679 | 0 | -1 | 0.72653 | 0 | -1 | 15.117 | 0 | -1 | 1.3683 | 0 | -1 | 0.97967 | 0 | -1 | 4.6164 | 0 | -1 | 4.7691 | 0 | -1 | 0.70842 | 0 | -1 | 12.4419 | 0 | -1
6 | 4.294 | 0 | -1 | 0.1556 | 0 | -1 | 6.8463 | 0 | -1 | 4.6748 | 0 | -1 | 0.63828 | 0 | -1 | 16.6089 | 0 | -1 | 3.9582 | 0 | -1 | 0.10541 | 0 | -1 | 6.8463 | 0 | -1 | 4.6748 | 0 | -1 | 0.65459 | 0 | -1 | 16.2393 | 0 | -1 | 3.6091 | 0 | -1 | 0.082883 | 0 | -1 | 4.561 | 0 | -1 | 4.6755 | 0 | -1 | 0.63828 | 0 | -1 | 13.5668 | 0 | -1
7 | 4.1546 | 0 | -1 | 0.019355 | 0 | -1 | 4.0923 | 0 | -1 | 3.1949 | 0 | -1 | 0.24301 | 0 | -1 | 11.7042 | 0 | -1 | 3.5444 | 0 | -1 | 0.0068304 | 0 | -1 | 4.0923 | 0 | -1 | 3.1947 | 0 | -1 | 0.24919 | 0 | -1 | 11.0875 | 0 | -1 | 3.2998 | 0 | -1 | 0.0050855 | 0 | -1 | 2.7263 | 0 | -1 | 3.195 | 0 | -1 | 0.24301 | 0 | -1 | 9.4692 | 0 | -1
8 | 3.201 | 0 | -1 | 0.093699 | 0 | -1 | 4.3194 | 0 | -1 | 3.2706 | 0 | -1 | 0.25471 | 0 | -1 | 11.1394 | 0 | -1 | 2.6966 | 0 | -1 | 0.041874 | 0 | -1 | 4.3194 | 0 | -1 | 3.2705 | 0 | -1 | 0.26119 | 0 | -1 | 10.5895 | 0 | -1 | 2.5297 | 0 | -1 | 0.030941 | 0 | -1 | 2.8776 | 0 | -1 | 3.2709 | 0 | -1 | 0.25471 | 0 | -1 | 8.9639 | 0 | -1
9 | 2.4258 | 0 | -1 | 0.55081 | 0 | -1 | 6.3286 | 0 | -1 | 4.4842 | 0 | -1 | 0.53682 | 0 | -1 | 14.3263 | 0 | -1 | 2.2 | 0 | -1 | 0.4146 | 0 | -1 | 6.3286 | 0 | -1 | 4.4843 | 0 | -1 | 0.55053 | 0 | -1 | 13.9781 | 0 | -1 | 2.0029 | 0 | -1 | 0.33087 | 0 | -1 | 4.2161 | 0 | -1 | 4.4849 | 0 | -1 | 0.53682 | 0 | -1 | 11.5717 | 0 | -1
10 | 0.47793 | 0 | -1 | 3.5793 | 0 | -1 | 6.7317 | 0 | -1 | 4.6932 | 0 | -1 | 0.62269 | 0 | -1 | 16.1048 | 0 | -1 | 0.43259 | 0 | -1 | 2.9505 | 0 | -1 | 6.7317 | 0 | -1 | 4.6938 | 0 | -1 | 0.6386 | 0 | -1 | 15.4471 | 0 | -1 | 0.40308 | 0 | -1 | 2.5018 | 0 | -1 | 4.4846 | 0 | -1 | 4.6948 | 0 | -1 | 0.62269 | 0 | -1 | 12.707 | 0 | -1
11 | 0.37811 | 0 | -1 | 11.8613 | 0 | -1 | 6.6485 | 0 | -1 | 4.5736 | 0 | -1 | 0.67878 | 0 | -1 | 24.1402 | 0 | -1 | 0.34847 | 0 | -1 | 9.6504 | 0 | -1 | 6.6485 | 0 | -1 | 4.5745 | 0 | -1 | 0.69614 | 0 | -1 | 21.918 | 0 | -1 | 0.31354 | 0 | -1 | 7.4792 | 0 | -1 | 4.4292 | 0 | -1 | 4.5757 | 0 | -1 | 0.67878 | 0 | -1 | 17.4765 | 0 | -1
12 | 0.029675 | 0 | -1 | 24.5953 | 0 | -1 | 6.5339 | 0 | -1 | 4.6059 | 0 | -1 | 0.71428 | 0 | -1 | 36.479 | 0 | -1 | 0.029741 | 0 | -1 | 20.1153 | 0 | -1 | 6.5339 | 0 | -1 | 4.608 | 0 | -1 | 0.73254 | 0 | -1 | 32.0195 | 0 | -1 | 0.027483 | 0 | -1 | 15.1923 | 0 | -1 | 4.3529 | 0 | -1 | 4.6099 | 0 | -1 | 0.71428 | 0 | -1 | 24.8968 | 0 | -1
Annual | 17.6096 | 0 | -1 | 109.6801 | 0 | -1 | 74.8263 | 0 | -1 | 52.4768 | 0 | -1 | 7.464 | 0 | -1 | 262.0567 | 0 | -1 | 15.5596 | 0 | -1 | 89.9633 | 0 | -1 | 74.8263 | 0 | -1 | 52.4848 | 0 | -1 | 7.6547 | 0 | -1 | 240.4886 | 0 | -1 | 14.3242 | 0 | -1 | 70.0846 | 0 | -1 | 49.8492 | 0 | -1 | 52.498 | 0 | -1 | 7.464 | 0 | -1 | 194.22 | 0 | -1

## PrimarySchool_6871m21
Epoch | Pre1980 | [17 empty] | Post1980 | [17 empty] | New2004
Energy Type | Cooling (kWh/m2) |  |  | Heating (kWh/m2) |  |  | Lights (kWh/m2) |  |  | Equipment (kWh/m2) |  |  | DHW (kWh/m2) |  |  | EUI (kWh/m2) |  |  | Cooling (kWh/m2) |  |  | Heating (kWh/m2) |  |  | Lights (kWh/m2) |  |  | Equipment (kWh/m2) |  |  | DHW (kWh/m2) |  |  | EUI (kWh/m2) |  |  | Cooling (kWh/m2) |  |  | Heating (kWh/m2) |  |  | Lights (kWh/m2) |  |  | Equipment (kWh/m2) |  |  | DHW (kWh/m2) |  |  | EUI (kWh/m2)
Simulation Type | EP | UMI | error | EP | UMI | error | EP | UMI | error | EP | UMI | error | EP | UMI | error | EP | UMI | error | EP | UMI | error | EP | UMI | error | EP | UMI | error | EP | UMI | error | EP | UMI | error | EP | UMI | error | EP | UMI | error | EP | UMI | error | EP | UMI | error | EP | UMI | error | EP | UMI | error | EP | UMI | error
Month
1 | 0.026464 | 0 | -1 | 27.169 | 0 | -1 | 6.7317 | 0 | -1 | 4.6672 | 0 | -1 | 0.78743 | 0 | -1 | 39.3818 | 0 | -1 | 0.027211 | 0 | -1 | 22.5437 | 0 | -1 | 6.7317 | 0 | -1 | 4.6689 | 0 | -1 | 0.80756 | 0 | -1 | 34.7791 | 0 | -1 | 0.023849 | 0 | -1 | 17.4247 | 0 | -1 | 4.4846 | 0 | -1 | 4.6711 | 0 | -1 | 0.78743 | 0 | -1 | 27.3917 | 0 | -1
2 | 0.040653 | 0 | -1 | 20.9995 | 0 | -1 | 6.0866 | 0 | -1 | 4.2206 | 0 | -1 | 0.72567 | 0 | -1 | 32.073 | 0 | -1 | 0.038197 | 0 | -1 | 17.3435 | 0 | -1 | 6.0866 | 0 | -1 | 4.222 | 0 | -1 | 0.74422 | 0 | -1 | 28.4345 | 0 | -1 | 0.032431 | 0 | -1 | 13.3813 | 0 | -1 | 4.0549 | 0 | -1 | 4.2234 | 0 | -1 | 0.72567 | 0 | -1 | 22.4177 | 0 | -1
3 | 0.098105 | 0 | -1 | 12.8635 | 0 | -1 | 7.1272 | 0 | -1 | 4.803 | 0 | -1 | 0.84557 | 0 | -1 | 25.7374 | 0 | -1 | 0.08854 | 0 | -1 | 10.4272 | 0 | -1 | 7.1272 | 0 | -1 | 4.8038 | 0 | -1 | 0.8672 | 0 | -1 | 23.314 | 0 | -1 | 0.075456 | 0 | -1 | 8.4539 | 0 | -1 | 4.7481 | 0 | -1 | 4.8052 | 0 | -1 | 0.84557 | 0 | -1 | 18.9282 | 0 | -1
4 | 0.80408 | 0 | -1 | 6.3287 | 0 | -1 | 6.4507 | 0 | -1 | 4.5209 | 0 | -1 | 0.70832 | 0 | -1 | 18.8128 | 0 | -1 | 0.70892 | 0 | -1 | 5.1576 | 0 | -1 | 6.4507 | 0 | -1 | 4.5214 | 0 | -1 | 0.72643 | 0 | -1 | 17.5651 | 0 | -1 | 0.63841 | 0 | -1 | 4.2219 | 0 | -1 | 4.2975 | 0 | -1 | 4.5224 | 0 | -1 | 0.70832 | 0 | -1 | 14.3885 | 0 | -1
5 | 1.6791 | 0 | -1 | 1.4641 | 0 | -1 | 6.9294 | 0 | -1 | 4.7678 | 0 | -1 | 0.70843 | 0 | -1 | 15.5489 | 0 | -1 | 1.4868 | 0 | -1 | 1.2064 | 0 | -1 | 6.9294 | 0 | -1 | 4.7679 | 0 | -1 | 0.72653 | 0 | -1 | 15.117 | 0 | -1 | 1.3683 | 0 | -1 | 0.97967 | 0 | -1 | 4.6164 | 0 | -1 | 4.7691 | 0 | -1 | 0.70842 | 0 | -1 | 12.4419 | 0 | -1
6 | 4.294 | 0 | -1 | 0.1556 | 0 | -1 | 6.8463 | 0 | -1 | 4.6748 | 0 | -1 | 0.63828 | 0 | -1 | 16.6089 | 0 | -1 | 3.9582 | 0 | -1 | 0.10541 | 0 | -1 | 6.8463 | 0 | -1 | 4.6748 | 0 | -1 | 0.65459 | 0 | -1 | 16.2393 | 0 | -1 | 3.6091 | 0 | -1 | 0.082883 | 0 | -1 | 4.561 | 0 | -1 | 4.6755 | 0 | -1 | 0.63828 | 0 | -1 | 13.5668 | 0 | -1
7 | 4.1546 | 0 | -1 | 0.019355 | 0 | -1 | 4.0923 | 0 | -1 | 3.1949 | 0 | -1 | 0.24301 | 0 | -1 | 11.7042 | 0 | -1 | 3.5444 | 0 | -1 | 0.0068304 | 0 | -1 | 4.0923 | 0 | -1 | 3.1947 | 0 | -1 | 0.24919 | 0 | -1 | 11.0875 | 0 | -1 | 3.2998 | 0 | -1 | 0.0050855 | 0 | -1 | 2.7263 | 0 | -1 | 3.195 | 0 | -1 | 0.24301 | 0 | -1 | 9.4692 | 0 | -1
8 | 3.201 | 0 | -1 | 0.093699 | 0 | -1 | 4.3194 | 0 | -1 | 3.2706 | 0 | -1 | 0.25471 | 0 | -1 | 11.1394 | 0 | -1 | 2.6966 | 0 | -1 | 0.041874 | 0 | -1 | 4.3194 | 0 | -1 | 3.2705 | 0 | -1 | 0.26119 | 0 | -1 | 10.5895 | 0 | -1 | 2.5297 | 0 | -1 | 0.030941 | 0 | -1 | 2.8776 | 0 | -1 | 3.2709 | 0 | -1 | 0.25471 | 0 | -1 | 8.9639 | 0 | -1
9 | 2.4258 | 0 | -1 | 0.55081 | 0 | -1 | 6.3286 | 0 | -1 | 4.4842 | 0 | -1 | 0.53682 | 0 | -1 | 14.3263 | 0 | -1 | 2.2 | 0 | -1 | 0.4146 | 0 | -1 | 6.3286 | 0 | -1 | 4.4843 | 0 | -1 | 0.55053 | 0 | -1 | 13.9781 | 0 | -1 | 2.0029 | 0 | -1 | 0.33087 | 0 | -1 | 4.2161 | 0 | -1 | 4.4849 | 0 | -1 | 0.53682 | 0 | -1 | 11.5717 | 0 | -1
10 | 0.47793 | 0 | -1 | 3.5793 | 0 | -1 | 6.7317 | 0 | -1 | 4.6932 | 0 | -1 | 0.62269 | 0 | -1 | 16.1048 | 0 | -1 | 0.43259 | 0 | -1 | 2.9505 | 0 | -1 | 6.7317 | 0 | -1 | 4.6938 | 0 | -1 | 0.6386 | 0 | -1 | 15.4471 | 0 | -1 | 0.40308 | 0 | -1 | 2.5018 | 0 | -1 | 4.4846 | 0 | -1 | 4.6948 | 0 | -1 | 0.62269 | 0 | -1 | 12.707 | 0 | -1
11 | 0.37811 | 0 | -1 | 11.8613 | 0 | -1 | 6.6485 | 0 | -1 | 4.5736 | 0 | -1 | 0.67878 | 0 | -1 | 24.1402 | 0 | -1 | 0.34847 | 0 | -1 | 9.6504 | 0 | -1 | 6.6485 | 0 | -1 | 4.5745 | 0 | -1 | 0.69614 | 0 | -1 | 21.918 | 0 | -1 | 0.31354 | 0 | -1 | 7.4792 | 0 | -1 | 4.4292 | 0 | -1 | 4.5757 | 0 | -1 | 0.67878 | 0 | -1 | 17.4765 | 0 | -1
12 | 0.029675 | 0 | -1 | 24.5953 | 0 | -1 | 6.5339 | 0 | -1 | 4.6059 | 0 | -1 | 0.71428 | 0 | -1 | 36.479 | 0 | -1 | 0.029741 | 0 | -1 | 20.1153 | 0 | -1 | 6.5339 | 0 | -1 | 4.608 | 0 | -1 | 0.73254 | 0 | -1 | 32.0195 | 0 | -1 | 0.027483 | 0 | -1 | 15.1923 | 0 | -1 | 4.3529 | 0 | -1 | 4.6099 | 0 | -1 | 0.71428 | 0 | -1 | 24.8968 | 0 | -1
Annual | 17.6096 | 0 | -1 | 109.6801 | 0 | -1 | 74.8263 | 0 | -1 | 52.4768 | 0 | -1 | 7.464 | 0 | -1 | 262.0567 | 0 | -1 | 15.5596 | 0 | -1 | 89.9633 | 0 | -1 | 74.8263 | 0 | -1 | 52.4848 | 0 | -1 | 7.6547 | 0 | -1 | 240.4886 | 0 | -1 | 14.3242 | 0 | -1 | 70.0846 | 0 | -1 | 49.8492 | 0 | -1 | 52.498 | 0 | -1 | 7.464 | 0 | -1 | 194.22 | 0 | -1

## SecondarySchool_19592m2
Epoch | Pre1980 | [17 empty] | Post1980 | [17 empty] | New2004
Energy Type | Cooling (kWh/m2) |  |  | Heating (kWh/m2) |  |  | Lights (kWh/m2) |  |  | Equipment (kWh/m2) |  |  | DHW (kWh/m2) |  |  | EUI (kWh/m2) |  |  | Cooling (kWh/m2) |  |  | Heating (kWh/m2) |  |  | Lights (kWh/m2) |  |  | Equipment (kWh/m2) |  |  | DHW (kWh/m2) |  |  | EUI (kWh/m2) |  |  | Cooling (kWh/m2) |  |  | Heating (kWh/m2) |  |  | Lights (kWh/m2) |  |  | Equipment (kWh/m2) |  |  | DHW (kWh/m2) |  |  | EUI (kWh/m2)
Simulation Type | EP | UMI | error | EP | UMI | error | EP | UMI | error | EP | UMI | error | EP | UMI | error | EP | UMI | error | EP | UMI | error | EP | UMI | error | EP | UMI | error | EP | UMI | error | EP | UMI | error | EP | UMI | error | EP | UMI | error | EP | UMI | error | EP | UMI | error | EP | UMI | error | EP | UMI | error | EP | UMI | error
Month
1 | 0.10699 | 0 | -1 | 35.0303 | 0 | -1 | 5.2251 | 0 | -1 | 3.0416 | 0 | -1 | 0.74192 | 0 | -1 | 44.1459 | 0 | -1 | 0.045729 | 0 | -1 | 33.163 | 0 | -1 | 5.2251 | 0 | -1 | 3.0421 | 0 | -1 | 0.76092 | 0 | -1 | 42.2369 | 0 | -1 | 0.052595 | 0 | -1 | 28.1716 | 0 | -1 | 4.314 | 0 | -1 | 3.0435 | 0 | -1 | 0.74192 | 0 | -1 | 36.3236 | 0 | -1
2 | 0.1246 | 0 | -1 | 28.2524 | 0 | -1 | 4.7244 | 0 | -1 | 2.7501 | 0 | -1 | 0.68717 | 0 | -1 | 36.5387 | 0 | -1 | 0.054076 | 0 | -1 | 26.8433 | 0 | -1 | 4.7244 | 0 | -1 | 2.7505 | 0 | -1 | 0.70476 | 0 | -1 | 35.0771 | 0 | -1 | 0.05158 | 0 | -1 | 23.0976 | 0 | -1 | 3.9006 | 0 | -1 | 2.7516 | 0 | -1 | 0.68716 | 0 | -1 | 30.4886 | 0 | -1
3 | 0.24397 | 0 | -1 | 18.9264 | 0 | -1 | 5.5322 | 0 | -1 | 3.1344 | 0 | -1 | 0.8001 | 0 | -1 | 28.6371 | 0 | -1 | 0.12277 | 0 | -1 | 18.3717 | 0 | -1 | 5.5322 | 0 | -1 | 3.1346 | 0 | -1 | 0.82053 | 0 | -1 | 27.9818 | 0 | -1 | 0.10837 | 0 | -1 | 16.2605 | 0 | -1 | 4.5675 | 0 | -1 | 3.1358 | 0 | -1 | 0.80004 | 0 | -1 | 24.8722 | 0 | -1
4 | 1.281 | 0 | -1 | 9.7935 | 0 | -1 | 5.0071 | 0 | -1 | 2.9447 | 0 | -1 | 0.67053 | 0 | -1 | 19.6968 | 0 | -1 | 1.1787 | 0 | -1 | 9.5286 | 0 | -1 | 5.0071 | 0 | -1 | 2.9449 | 0 | -1 | 0.68817 | 0 | -1 | 19.3474 | 0 | -1 | 1.0986 | 0 | -1 | 8.4468 | 0 | -1 | 4.1339 | 0 | -1 | 2.9458 | 0 | -1 | 0.67099 | 0 | -1 | 17.2962 | 0 | -1
5 | 2.4834 | 0 | -1 | 2.7752 | 0 | -1 | 5.3787 | 0 | -1 | 3.1096 | 0 | -1 | 0.6608 | 0 | -1 | 14.4077 | 0 | -1 | 2.3591 | 0 | -1 | 2.5624 | 0 | -1 | 5.3787 | 0 | -1 | 3.1097 | 0 | -1 | 0.6773 | 0 | -1 | 14.0872 | 0 | -1 | 2.2766 | 0 | -1 | 2.2484 | 0 | -1 | 4.4407 | 0 | -1 | 3.1106 | 0 | -1 | 0.66038 | 0 | -1 | 12.7366 | 0 | -1
6 | 5.9299 | 0 | -1 | 0.36006 | 0 | -1 | 5.3141 | 0 | -1 | 3.0513 | 0 | -1 | 0.49749 | 0 | -1 | 15.1529 | 0 | -1 | 6.198 | 0 | -1 | 0.31598 | 0 | -1 | 5.3141 | 0 | -1 | 3.0513 | 0 | -1 | 0.51025 | 0 | -1 | 15.3896 | 0 | -1 | 5.7893 | 0 | -1 | 0.28044 | 0 | -1 | 4.3874 | 0 | -1 | 3.0517 | 0 | -1 | 0.49751 | 0 | -1 | 14.0064 | 0 | -1
7 | 5.945 | 0 | -1 | 0.039774 | 0 | -1 | 3.1765 | 0 | -1 | 2.0903 | 0 | -1 | 0.14784 | 0 | -1 | 11.3994 | 0 | -1 | 6.5462 | 0 | -1 | 0.018147 | 0 | -1 | 3.1765 | 0 | -1 | 2.09 | 0 | -1 | 0.15161 | 0 | -1 | 11.9825 | 0 | -1 | 6.0591 | 0 | -1 | 0.015898 | 0 | -1 | 2.6226 | 0 | -1 | 2.0902 | 0 | -1 | 0.14784 | 0 | -1 | 10.9356 | 0 | -1
8 | 4.5911 | 0 | -1 | 0.12757 | 0 | -1 | 3.3527 | 0 | -1 | 2.1486 | 0 | -1 | 0.15753 | 0 | -1 | 10.3775 | 0 | -1 | 5.013 | 0 | -1 | 0.09622 | 0 | -1 | 3.3527 | 0 | -1 | 2.1484 | 0 | -1 | 0.16155 | 0 | -1 | 10.7719 | 0 | -1 | 4.7051 | 0 | -1 | 0.087783 | 0 | -1 | 2.7681 | 0 | -1 | 2.1486 | 0 | -1 | 0.15753 | 0 | -1 | 9.8671 | 0 | -1
9 | 3.4686 | 0 | -1 | 1.0504 | 0 | -1 | 4.9123 | 0 | -1 | 2.9221 | 0 | -1 | 0.41851 | 0 | -1 | 12.7719 | 0 | -1 | 3.4552 | 0 | -1 | 0.93901 | 0 | -1 | 4.9123 | 0 | -1 | 2.9221 | 0 | -1 | 0.42923 | 0 | -1 | 12.6578 | 0 | -1 | 3.2424 | 0 | -1 | 0.85761 | 0 | -1 | 4.0557 | 0 | -1 | 2.9226 | 0 | -1 | 0.41851 | 0 | -1 | 11.4968 | 0 | -1
10 | 0.83603 | 0 | -1 | 6.216 | 0 | -1 | 5.2251 | 0 | -1 | 3.0581 | 0 | -1 | 0.57698 | 0 | -1 | 15.9123 | 0 | -1 | 0.60692 | 0 | -1 | 5.979 | 0 | -1 | 5.2251 | 0 | -1 | 3.0584 | 0 | -1 | 0.59175 | 0 | -1 | 15.4613 | 0 | -1 | 0.59994 | 0 | -1 | 5.3787 | 0 | -1 | 4.314 | 0 | -1 | 3.0593 | 0 | -1 | 0.57698 | 0 | -1 | 13.9289 | 0 | -1
11 | 0.57991 | 0 | -1 | 16.3829 | 0 | -1 | 5.1606 | 0 | -1 | 2.982 | 0 | -1 | 0.63036 | 0 | -1 | 25.7357 | 0 | -1 | 0.52403 | 0 | -1 | 15.5429 | 0 | -1 | 5.1606 | 0 | -1 | 2.9824 | 0 | -1 | 0.64651 | 0 | -1 | 24.8563 | 0 | -1 | 0.48872 | 0 | -1 | 13.4074 | 0 | -1 | 4.2607 | 0 | -1 | 2.9833 | 0 | -1 | 0.63036 | 0 | -1 | 21.7705 | 0 | -1
12 | 0.11028 | 0 | -1 | 31.5079 | 0 | -1 | 5.0716 | 0 | -1 | 2.999 | 0 | -1 | 0.67457 | 0 | -1 | 40.3634 | 0 | -1 | 0.048898 | 0 | -1 | 29.8036 | 0 | -1 | 5.0716 | 0 | -1 | 2.9995 | 0 | -1 | 0.69185 | 0 | -1 | 38.6155 | 0 | -1 | 0.053929 | 0 | -1 | 25.3406 | 0 | -1 | 4.1872 | 0 | -1 | 3.0007 | 0 | -1 | 0.67457 | 0 | -1 | 33.257 | 0 | -1
Annual | 25.7007 | 0 | -1 | 150.4624 | 0 | -1 | 58.0804 | 0 | -1 | 34.2318 | 0 | -1 | 6.6638 | 0 | -1 | 275.1392 | 0 | -1 | 26.1527 | 0 | -1 | 143.1639 | 0 | -1 | 58.0804 | 0 | -1 | 34.2339 | 0 | -1 | 6.8344 | 0 | -1 | 268.4654 | 0 | -1 | 24.5262 | 0 | -1 | 123.5934 | 0 | -1 | 47.9525 | 0 | -1 | 34.2436 | 0 | -1 | 6.6638 | 0 | -1 | 236.9795 | 0 | -1

## SecondarySchool_19592m21
Epoch | Pre1980 | [17 empty] | Post1980 | [17 empty] | New2004
Energy Type | Cooling (kWh/m2) |  |  | Heating (kWh/m2) |  |  | Lights (kWh/m2) |  |  | Equipment (kWh/m2) |  |  | DHW (kWh/m2) |  |  | EUI (kWh/m2) |  |  | Cooling (kWh/m2) |  |  | Heating (kWh/m2) |  |  | Lights (kWh/m2) |  |  | Equipment (kWh/m2) |  |  | DHW (kWh/m2) |  |  | EUI (kWh/m2) |  |  | Cooling (kWh/m2) |  |  | Heating (kWh/m2) |  |  | Lights (kWh/m2) |  |  | Equipment (kWh/m2) |  |  | DHW (kWh/m2) |  |  | EUI (kWh/m2)
Simulation Type | EP | UMI | error | EP | UMI | error | EP | UMI | error | EP | UMI | error | EP | UMI | error | EP | UMI | error | EP | UMI | error | EP | UMI | error | EP | UMI | error | EP | UMI | error | EP | UMI | error | EP | UMI | error | EP | UMI | error | EP | UMI | error | EP | UMI | error | EP | UMI | error | EP | UMI | error | EP | UMI | error
Month
1 | 0.10699 | 0 | -1 | 35.0303 | 0 | -1 | 5.2251 | 0 | -1 | 3.0416 | 0 | -1 | 0.74192 | 0 | -1 | 44.1459 | 0 | -1 | 0.045729 | 0 | -1 | 33.163 | 0 | -1 | 5.2251 | 0 | -1 | 3.0421 | 0 | -1 | 0.76092 | 0 | -1 | 42.2369 | 0 | -1 | 0.052595 | 0 | -1 | 28.1716 | 0 | -1 | 4.314 | 0 | -1 | 3.0435 | 0 | -1 | 0.74192 | 0 | -1 | 36.3236 | 0 | -1
2 | 0.1246 | 0 | -1 | 28.2524 | 0 | -1 | 4.7244 | 0 | -1 | 2.7501 | 0 | -1 | 0.68717 | 0 | -1 | 36.5387 | 0 | -1 | 0.054076 | 0 | -1 | 26.8433 | 0 | -1 | 4.7244 | 0 | -1 | 2.7505 | 0 | -1 | 0.70476 | 0 | -1 | 35.0771 | 0 | -1 | 0.05158 | 0 | -1 | 23.0976 | 0 | -1 | 3.9006 | 0 | -1 | 2.7516 | 0 | -1 | 0.68716 | 0 | -1 | 30.4886 | 0 | -1
3 | 0.24397 | 0 | -1 | 18.9264 | 0 | -1 | 5.5322 | 0 | -1 | 3.1344 | 0 | -1 | 0.8001 | 0 | -1 | 28.6371 | 0 | -1 | 0.12277 | 0 | -1 | 18.3717 | 0 | -1 | 5.5322 | 0 | -1 | 3.1346 | 0 | -1 | 0.82053 | 0 | -1 | 27.9818 | 0 | -1 | 0.10837 | 0 | -1 | 16.2605 | 0 | -1 | 4.5675 | 0 | -1 | 3.1358 | 0 | -1 | 0.80004 | 0 | -1 | 24.8722 | 0 | -1
4 | 1.281 | 0 | -1 | 9.7935 | 0 | -1 | 5.0071 | 0 | -1 | 2.9447 | 0 | -1 | 0.67053 | 0 | -1 | 19.6968 | 0 | -1 | 1.1787 | 0 | -1 | 9.5286 | 0 | -1 | 5.0071 | 0 | -1 | 2.9449 | 0 | -1 | 0.68817 | 0 | -1 | 19.3474 | 0 | -1 | 1.0986 | 0 | -1 | 8.4468 | 0 | -1 | 4.1339 | 0 | -1 | 2.9458 | 0 | -1 | 0.67099 | 0 | -1 | 17.2962 | 0 | -1
5 | 2.4834 | 0 | -1 | 2.7752 | 0 | -1 | 5.3787 | 0 | -1 | 3.1096 | 0 | -1 | 0.6608 | 0 | -1 | 14.4077 | 0 | -1 | 2.3591 | 0 | -1 | 2.5624 | 0 | -1 | 5.3787 | 0 | -1 | 3.1097 | 0 | -1 | 0.6773 | 0 | -1 | 14.0872 | 0 | -1 | 2.2766 | 0 | -1 | 2.2484 | 0 | -1 | 4.4407 | 0 | -1 | 3.1106 | 0 | -1 | 0.66038 | 0 | -1 | 12.7366 | 0 | -1
6 | 5.9299 | 0 | -1 | 0.36006 | 0 | -1 | 5.3141 | 0 | -1 | 3.0513 | 0 | -1 | 0.49749 | 0 | -1 | 15.1529 | 0 | -1 | 6.198 | 0 | -1 | 0.31598 | 0 | -1 | 5.3141 | 0 | -1 | 3.0513 | 0 | -1 | 0.51025 | 0 | -1 | 15.3896 | 0 | -1 | 5.7893 | 0 | -1 | 0.28044 | 0 | -1 | 4.3874 | 0 | -1 | 3.0517 | 0 | -1 | 0.49751 | 0 | -1 | 14.0064 | 0 | -1
7 | 5.945 | 0 | -1 | 0.039774 | 0 | -1 | 3.1765 | 0 | -1 | 2.0903 | 0 | -1 | 0.14784 | 0 | -1 | 11.3994 | 0 | -1 | 6.5462 | 0 | -1 | 0.018147 | 0 | -1 | 3.1765 | 0 | -1 | 2.09 | 0 | -1 | 0.15161 | 0 | -1 | 11.9825 | 0 | -1 | 6.0591 | 0 | -1 | 0.015898 | 0 | -1 | 2.6226 | 0 | -1 | 2.0902 | 0 | -1 | 0.14784 | 0 | -1 | 10.9356 | 0 | -1
8 | 4.5911 | 0 | -1 | 0.12757 | 0 | -1 | 3.3527 | 0 | -1 | 2.1486 | 0 | -1 | 0.15753 | 0 | -1 | 10.3775 | 0 | -1 | 5.013 | 0 | -1 | 0.09622 | 0 | -1 | 3.3527 | 0 | -1 | 2.1484 | 0 | -1 | 0.16155 | 0 | -1 | 10.7719 | 0 | -1 | 4.7051 | 0 | -1 | 0.087783 | 0 | -1 | 2.7681 | 0 | -1 | 2.1486 | 0 | -1 | 0.15753 | 0 | -1 | 9.8671 | 0 | -1
9 | 3.4686 | 0 | -1 | 1.0504 | 0 | -1 | 4.9123 | 0 | -1 | 2.9221 | 0 | -1 | 0.41851 | 0 | -1 | 12.7719 | 0 | -1 | 3.4552 | 0 | -1 | 0.93901 | 0 | -1 | 4.9123 | 0 | -1 | 2.9221 | 0 | -1 | 0.42923 | 0 | -1 | 12.6578 | 0 | -1 | 3.2424 | 0 | -1 | 0.85761 | 0 | -1 | 4.0557 | 0 | -1 | 2.9226 | 0 | -1 | 0.41851 | 0 | -1 | 11.4968 | 0 | -1
10 | 0.83603 | 0 | -1 | 6.216 | 0 | -1 | 5.2251 | 0 | -1 | 3.0581 | 0 | -1 | 0.57698 | 0 | -1 | 15.9123 | 0 | -1 | 0.60692 | 0 | -1 | 5.979 | 0 | -1 | 5.2251 | 0 | -1 | 3.0584 | 0 | -1 | 0.59175 | 0 | -1 | 15.4613 | 0 | -1 | 0.59994 | 0 | -1 | 5.3787 | 0 | -1 | 4.314 | 0 | -1 | 3.0593 | 0 | -1 | 0.57698 | 0 | -1 | 13.9289 | 0 | -1
11 | 0.57991 | 0 | -1 | 16.3829 | 0 | -1 | 5.1606 | 0 | -1 | 2.982 | 0 | -1 | 0.63036 | 0 | -1 | 25.7357 | 0 | -1 | 0.52403 | 0 | -1 | 15.5429 | 0 | -1 | 5.1606 | 0 | -1 | 2.9824 | 0 | -1 | 0.64651 | 0 | -1 | 24.8563 | 0 | -1 | 0.48872 | 0 | -1 | 13.4074 | 0 | -1 | 4.2607 | 0 | -1 | 2.9833 | 0 | -1 | 0.63036 | 0 | -1 | 21.7705 | 0 | -1
12 | 0.11028 | 0 | -1 | 31.5079 | 0 | -1 | 5.0716 | 0 | -1 | 2.999 | 0 | -1 | 0.67457 | 0 | -1 | 40.3634 | 0 | -1 | 0.048898 | 0 | -1 | 29.8036 | 0 | -1 | 5.0716 | 0 | -1 | 2.9995 | 0 | -1 | 0.69185 | 0 | -1 | 38.6155 | 0 | -1 | 0.053929 | 0 | -1 | 25.3406 | 0 | -1 | 4.1872 | 0 | -1 | 3.0007 | 0 | -1 | 0.67457 | 0 | -1 | 33.257 | 0 | -1
Annual | 25.7007 | 0 | -1 | 150.4624 | 0 | -1 | 58.0804 | 0 | -1 | 34.2318 | 0 | -1 | 6.6638 | 0 | -1 | 275.1392 | 0 | -1 | 26.1527 | 0 | -1 | 143.1639 | 0 | -1 | 58.0804 | 0 | -1 | 34.2339 | 0 | -1 | 6.8344 | 0 | -1 | 268.4654 | 0 | -1 | 24.5262 | 0 | -1 | 123.5934 | 0 | -1 | 47.9525 | 0 | -1 | 34.2436 | 0 | -1 | 6.6638 | 0 | -1 | 236.9795 | 0 | -1

## Supermarket_4181m2
Epoch | Pre1980 | [17 empty] | Post1980 | [17 empty] | New2004
Energy Type | Cooling (kWh/m2) |  |  | Heating (kWh/m2) |  |  | Lights (kWh/m2) |  |  | Equipment (kWh/m2) |  |  | DHW (kWh/m2) |  |  | EUI (kWh/m2) |  |  | Cooling (kWh/m2) |  |  | Heating (kWh/m2) |  |  | Lights (kWh/m2) |  |  | Equipment (kWh/m2) |  |  | DHW (kWh/m2) |  |  | EUI (kWh/m2) |  |  | Cooling (kWh/m2) |  |  | Heating (kWh/m2) |  |  | Lights (kWh/m2) |  |  | Equipment (kWh/m2) |  |  | DHW (kWh/m2) |  |  | EUI (kWh/m2)
Simulation Type | EP | UMI | error | EP | UMI | error | EP | UMI | error | EP | UMI | error | EP | UMI | error | EP | UMI | error | EP | UMI | error | EP | UMI | error | EP | UMI | error | EP | UMI | error | EP | UMI | error | EP | UMI | error | EP | UMI | error | EP | UMI | error | EP | UMI | error | EP | UMI | error | EP | UMI | error | EP | UMI | error
Month
1 | 4.2518 | 0 | -1 | 62.6991 | 0 | -1 | 8.439 | 0 | -1 | 19.0368 | 0 | -1 | 0.15528 | 0 | -1 | 94.582 | 0 | -1 | 4.1326 | 0 | -1 | 60.0078 | 0 | -1 | 8.439 | 0 | -1 | 19.0389 | 0 | -1 | 0.15917 | 0 | -1 | 91.7775 | 0 | -1 | 2.1062 | 0 | -1 | 43.7776 | 0 | -1 | 5.2095 | 0 | -1 | 19.0242 | 0 | -1 | 0.15528 | 0 | -1 | 70.2728 | 0 | -1
2 | 4.0395 | 0 | -1 | 50.159 | 0 | -1 | 7.6701 | 0 | -1 | 17.3407 | 0 | -1 | 0.14261 | 0 | -1 | 79.352 | 0 | -1 | 3.9027 | 0 | -1 | 48.1249 | 0 | -1 | 7.6701 | 0 | -1 | 17.3419 | 0 | -1 | 0.14619 | 0 | -1 | 77.1858 | 0 | -1 | 1.9415 | 0 | -1 | 35.6864 | 0 | -1 | 4.7348 | 0 | -1 | 17.3215 | 0 | -1 | 0.14261 | 0 | -1 | 59.8268 | 0 | -1
3 | 5.2502 | 0 | -1 | 34.5523 | 0 | -1 | 8.7369 | 0 | -1 | 20.1464 | 0 | -1 | 0.1572 | 0 | -1 | 68.843 | 0 | -1 | 5.0222 | 0 | -1 | 33.3935 | 0 | -1 | 8.7369 | 0 | -1 | 20.1474 | 0 | -1 | 0.16114 | 0 | -1 | 67.4611 | 0 | -1 | 2.2632 | 0 | -1 | 27.4031 | 0 | -1 | 5.3933 | 0 | -1 | 20.0459 | 0 | -1 | 0.1572 | 0 | -1 | 55.2626 | 0 | -1
4 | 5.6493 | 0 | -1 | 21.0595 | 0 | -1 | 8.2441 | 0 | -1 | 21.6449 | 0 | -1 | 0.14557 | 0 | -1 | 56.7434 | 0 | -1 | 5.3415 | 0 | -1 | 20.5854 | 0 | -1 | 8.2441 | 0 | -1 | 21.64 | 0 | -1 | 0.14922 | 0 | -1 | 55.9603 | 0 | -1 | 2.602 | 0 | -1 | 18.1078 | 0 | -1 | 5.0891 | 0 | -1 | 21.4 | 0 | -1 | 0.14557 | 0 | -1 | 47.3444 | 0 | -1
5 | 6.4825 | 0 | -1 | 7.6298 | 0 | -1 | 8.588 | 0 | -1 | 24.2281 | 0 | -1 | 0.14212 | 0 | -1 | 47.0705 | 0 | -1 | 6.1266 | 0 | -1 | 7.7034 | 0 | -1 | 8.588 | 0 | -1 | 24.2194 | 0 | -1 | 0.14568 | 0 | -1 | 46.7831 | 0 | -1 | 3.2442 | 0 | -1 | 8.3005 | 0 | -1 | 5.3014 | 0 | -1 | 23.8682 | 0 | -1 | 0.14212 | 0 | -1 | 40.8563 | 0 | -1
6 | 8.0164 | 0 | -1 | 1.3008 | 0 | -1 | 8.4309 | 0 | -1 | 26.8928 | 0 | -1 | 0.13023 | 0 | -1 | 44.7712 | 0 | -1 | 7.5807 | 0 | -1 | 1.2927 | 0 | -1 | 8.4309 | 0 | -1 | 26.889 | 0 | -1 | 0.13348 | 0 | -1 | 44.3267 | 0 | -1 | 4.0805 | 0 | -1 | 1.7131 | 0 | -1 | 5.2044 | 0 | -1 | 26.51 | 0 | -1 | 0.13022 | 0 | -1 | 37.6383 | 0 | -1
7 | 9.9347 | 0 | -1 | 0.18612 | 0 | -1 | 8.4011 | 0 | -1 | 30.005 | 0 | -1 | 0.12732 | 0 | -1 | 48.6543 | 0 | -1 | 9.3457 | 0 | -1 | 0.17755 | 0 | -1 | 8.4011 | 0 | -1 | 30.0085 | 0 | -1 | 0.13049 | 0 | -1 | 48.0634 | 0 | -1 | 5.0687 | 0 | -1 | 0.31879 | 0 | -1 | 5.1861 | 0 | -1 | 29.787 | 0 | -1 | 0.12732 | 0 | -1 | 40.4878 | 0 | -1
8 | 8.5919 | 0 | -1 | 0.48467 | 0 | -1 | 8.7369 | 0 | -1 | 29.1596 | 0 | -1 | 0.12677 | 0 | -1 | 47.0998 | 0 | -1 | 8.1259 | 0 | -1 | 0.44947 | 0 | -1 | 8.7369 | 0 | -1 | 29.1583 | 0 | -1 | 0.12993 | 0 | -1 | 46.6005 | 0 | -1 | 4.4127 | 0 | -1 | 0.669 | 0 | -1 | 5.3933 | 0 | -1 | 28.8578 | 0 | -1 | 0.12677 | 0 | -1 | 39.4596 | 0 | -1
9 | 6.8965 | 0 | -1 | 2.8077 | 0 | -1 | 8.2441 | 0 | -1 | 26.0321 | 0 | -1 | 0.1242 | 0 | -1 | 44.1046 | 0 | -1 | 6.5687 | 0 | -1 | 2.7525 | 0 | -1 | 8.2441 | 0 | -1 | 26.0159 | 0 | -1 | 0.12729 | 0 | -1 | 43.7084 | 0 | -1 | 3.5407 | 0 | -1 | 3.4274 | 0 | -1 | 5.0891 | 0 | -1 | 25.6278 | 0 | -1 | 0.1242 | 0 | -1 | 37.8092 | 0 | -1
10 | 5.6637 | 0 | -1 | 15.5026 | 0 | -1 | 8.439 | 0 | -1 | 22.3402 | 0 | -1 | 0.13335 | 0 | -1 | 52.0789 | 0 | -1 | 5.342 | 0 | -1 | 15.295 | 0 | -1 | 8.439 | 0 | -1 | 22.3366 | 0 | -1 | 0.13668 | 0 | -1 | 51.5494 | 0 | -1 | 2.6964 | 0 | -1 | 15.0058 | 0 | -1 | 5.2095 | 0 | -1 | 22.0365 | 0 | -1 | 0.13335 | 0 | -1 | 45.0816 | 0 | -1
11 | 4.9244 | 0 | -1 | 33.7311 | 0 | -1 | 8.171 | 0 | -1 | 20.5803 | 0 | -1 | 0.13653 | 0 | -1 | 67.5435 | 0 | -1 | 4.7161 | 0 | -1 | 32.4478 | 0 | -1 | 8.171 | 0 | -1 | 20.5803 | 0 | -1 | 0.13994 | 0 | -1 | 66.0552 | 0 | -1 | 2.3159 | 0 | -1 | 25.94 | 0 | -1 | 5.044 | 0 | -1 | 20.4091 | 0 | -1 | 0.13653 | 0 | -1 | 53.8455 | 0 | -1
12 | 4.3683 | 0 | -1 | 59.3003 | 0 | -1 | 8.4011 | 0 | -1 | 18.9873 | 0 | -1 | 0.14952 | 0 | -1 | 91.2066 | 0 | -1 | 4.2631 | 0 | -1 | 56.6952 | 0 | -1 | 8.4011 | 0 | -1 | 18.9896 | 0 | -1 | 0.15327 | 0 | -1 | 88.5023 | 0 | -1 | 2.1036 | 0 | -1 | 41.6597 | 0 | -1 | 5.1861 | 0 | -1 | 18.9903 | 0 | -1 | 0.14952 | 0 | -1 | 68.0892 | 0 | -1
Annual | 74.0692 | 0 | -1 | 289.4132 | 0 | -1 | 100.5024 | 0 | -1 | 276.3941 | 0 | -1 | 1.6707 | 0 | -1 | 742.0496 | 0 | -1 | 70.4678 | 0 | -1 | 278.9252 | 0 | -1 | 100.5024 | 0 | -1 | 276.3658 | 0 | -1 | 1.7125 | 0 | -1 | 727.9737 | 0 | -1 | 36.3756 | 0 | -1 | 222.0091 | 0 | -1 | 62.0406 | 0 | -1 | 273.8783 | 0 | -1 | 1.6707 | 0 | -1 | 595.9742 | 0 | -1

## Supermarket_4181m21
Epoch | Pre1980 | [17 empty] | Post1980 | [17 empty] | New2004
Energy Type | Cooling (kWh/m2) |  |  | Heating (kWh/m2) |  |  | Lights (kWh/m2) |  |  | Equipment (kWh/m2) |  |  | DHW (kWh/m2) |  |  | EUI (kWh/m2) |  |  | Cooling (kWh/m2) |  |  | Heating (kWh/m2) |  |  | Lights (kWh/m2) |  |  | Equipment (kWh/m2) |  |  | DHW (kWh/m2) |  |  | EUI (kWh/m2) |  |  | Cooling (kWh/m2) |  |  | Heating (kWh/m2) |  |  | Lights (kWh/m2) |  |  | Equipment (kWh/m2) |  |  | DHW (kWh/m2) |  |  | EUI (kWh/m2)
Simulation Type | EP | UMI | error | EP | UMI | error | EP | UMI | error | EP | UMI | error | EP | UMI | error | EP | UMI | error | EP | UMI | error | EP | UMI | error | EP | UMI | error | EP | UMI | error | EP | UMI | error | EP | UMI | error | EP | UMI | error | EP | UMI | error | EP | UMI | error | EP | UMI | error | EP | UMI | error | EP | UMI | error
Month
1 | 4.2518 | 0 | -1 | 62.6991 | 0 | -1 | 8.439 | 0 | -1 | 19.0368 | 0 | -1 | 0.15528 | 0 | -1 | 94.582 | 0 | -1 | 4.1326 | 0 | -1 | 60.0078 | 0 | -1 | 8.439 | 0 | -1 | 19.0389 | 0 | -1 | 0.15917 | 0 | -1 | 91.7775 | 0 | -1 | 2.1062 | 0 | -1 | 43.7776 | 0 | -1 | 5.2095 | 0 | -1 | 19.0242 | 0 | -1 | 0.15528 | 0 | -1 | 70.2728 | 0 | -1
2 | 4.0395 | 0 | -1 | 50.159 | 0 | -1 | 7.6701 | 0 | -1 | 17.3407 | 0 | -1 | 0.14261 | 0 | -1 | 79.352 | 0 | -1 | 3.9027 | 0 | -1 | 48.1249 | 0 | -1 | 7.6701 | 0 | -1 | 17.3419 | 0 | -1 | 0.14619 | 0 | -1 | 77.1858 | 0 | -1 | 1.9415 | 0 | -1 | 35.6864 | 0 | -1 | 4.7348 | 0 | -1 | 17.3215 | 0 | -1 | 0.14261 | 0 | -1 | 59.8268 | 0 | -1
3 | 5.2502 | 0 | -1 | 34.5523 | 0 | -1 | 8.7369 | 0 | -1 | 20.1464 | 0 | -1 | 0.1572 | 0 | -1 | 68.843 | 0 | -1 | 5.0222 | 0 | -1 | 33.3935 | 0 | -1 | 8.7369 | 0 | -1 | 20.1474 | 0 | -1 | 0.16114 | 0 | -1 | 67.4611 | 0 | -1 | 2.2632 | 0 | -1 | 27.4031 | 0 | -1 | 5.3933 | 0 | -1 | 20.0459 | 0 | -1 | 0.1572 | 0 | -1 | 55.2626 | 0 | -1
4 | 5.6493 | 0 | -1 | 21.0595 | 0 | -1 | 8.2441 | 0 | -1 | 21.6449 | 0 | -1 | 0.14557 | 0 | -1 | 56.7434 | 0 | -1 | 5.3415 | 0 | -1 | 20.5854 | 0 | -1 | 8.2441 | 0 | -1 | 21.64 | 0 | -1 | 0.14922 | 0 | -1 | 55.9603 | 0 | -1 | 2.602 | 0 | -1 | 18.1078 | 0 | -1 | 5.0891 | 0 | -1 | 21.4 | 0 | -1 | 0.14557 | 0 | -1 | 47.3444 | 0 | -1
5 | 6.4825 | 0 | -1 | 7.6298 | 0 | -1 | 8.588 | 0 | -1 | 24.2281 | 0 | -1 | 0.14212 | 0 | -1 | 47.0705 | 0 | -1 | 6.1266 | 0 | -1 | 7.7034 | 0 | -1 | 8.588 | 0 | -1 | 24.2194 | 0 | -1 | 0.14568 | 0 | -1 | 46.7831 | 0 | -1 | 3.2442 | 0 | -1 | 8.3005 | 0 | -1 | 5.3014 | 0 | -1 | 23.8682 | 0 | -1 | 0.14212 | 0 | -1 | 40.8563 | 0 | -1
6 | 8.0164 | 0 | -1 | 1.3008 | 0 | -1 | 8.4309 | 0 | -1 | 26.8928 | 0 | -1 | 0.13023 | 0 | -1 | 44.7712 | 0 | -1 | 7.5807 | 0 | -1 | 1.2927 | 0 | -1 | 8.4309 | 0 | -1 | 26.889 | 0 | -1 | 0.13348 | 0 | -1 | 44.3267 | 0 | -1 | 4.0805 | 0 | -1 | 1.7131 | 0 | -1 | 5.2044 | 0 | -1 | 26.51 | 0 | -1 | 0.13022 | 0 | -1 | 37.6383 | 0 | -1
7 | 9.9347 | 0 | -1 | 0.18612 | 0 | -1 | 8.4011 | 0 | -1 | 30.005 | 0 | -1 | 0.12732 | 0 | -1 | 48.6543 | 0 | -1 | 9.3457 | 0 | -1 | 0.17755 | 0 | -1 | 8.4011 | 0 | -1 | 30.0085 | 0 | -1 | 0.13049 | 0 | -1 | 48.0634 | 0 | -1 | 5.0687 | 0 | -1 | 0.31879 | 0 | -1 | 5.1861 | 0 | -1 | 29.787 | 0 | -1 | 0.12732 | 0 | -1 | 40.4878 | 0 | -1
8 | 8.5919 | 0 | -1 | 0.48467 | 0 | -1 | 8.7369 | 0 | -1 | 29.1596 | 0 | -1 | 0.12677 | 0 | -1 | 47.0998 | 0 | -1 | 8.1259 | 0 | -1 | 0.44947 | 0 | -1 | 8.7369 | 0 | -1 | 29.1583 | 0 | -1 | 0.12993 | 0 | -1 | 46.6005 | 0 | -1 | 4.4127 | 0 | -1 | 0.669 | 0 | -1 | 5.3933 | 0 | -1 | 28.8578 | 0 | -1 | 0.12677 | 0 | -1 | 39.4596 | 0 | -1
9 | 6.8965 | 0 | -1 | 2.8077 | 0 | -1 | 8.2441 | 0 | -1 | 26.0321 | 0 | -1 | 0.1242 | 0 | -1 | 44.1046 | 0 | -1 | 6.5687 | 0 | -1 | 2.7525 | 0 | -1 | 8.2441 | 0 | -1 | 26.0159 | 0 | -1 | 0.12729 | 0 | -1 | 43.7084 | 0 | -1 | 3.5407 | 0 | -1 | 3.4274 | 0 | -1 | 5.0891 | 0 | -1 | 25.6278 | 0 | -1 | 0.1242 | 0 | -1 | 37.8092 | 0 | -1
10 | 5.6637 | 0 | -1 | 15.5026 | 0 | -1 | 8.439 | 0 | -1 | 22.3402 | 0 | -1 | 0.13335 | 0 | -1 | 52.0789 | 0 | -1 | 5.342 | 0 | -1 | 15.295 | 0 | -1 | 8.439 | 0 | -1 | 22.3366 | 0 | -1 | 0.13668 | 0 | -1 | 51.5494 | 0 | -1 | 2.6964 | 0 | -1 | 15.0058 | 0 | -1 | 5.2095 | 0 | -1 | 22.0365 | 0 | -1 | 0.13335 | 0 | -1 | 45.0816 | 0 | -1
11 | 4.9244 | 0 | -1 | 33.7311 | 0 | -1 | 8.171 | 0 | -1 | 20.5803 | 0 | -1 | 0.13653 | 0 | -1 | 67.5435 | 0 | -1 | 4.7161 | 0 | -1 | 32.4478 | 0 | -1 | 8.171 | 0 | -1 | 20.5803 | 0 | -1 | 0.13994 | 0 | -1 | 66.0552 | 0 | -1 | 2.3159 | 0 | -1 | 25.94 | 0 | -1 | 5.044 | 0 | -1 | 20.4091 | 0 | -1 | 0.13653 | 0 | -1 | 53.8455 | 0 | -1
12 | 4.3683 | 0 | -1 | 59.3003 | 0 | -1 | 8.4011 | 0 | -1 | 18.9873 | 0 | -1 | 0.14952 | 0 | -1 | 91.2066 | 0 | -1 | 4.2631 | 0 | -1 | 56.6952 | 0 | -1 | 8.4011 | 0 | -1 | 18.9896 | 0 | -1 | 0.15327 | 0 | -1 | 88.5023 | 0 | -1 | 2.1036 | 0 | -1 | 41.6597 | 0 | -1 | 5.1861 | 0 | -1 | 18.9903 | 0 | -1 | 0.14952 | 0 | -1 | 68.0892 | 0 | -1
Annual | 74.0692 | 0 | -1 | 289.4132 | 0 | -1 | 100.5024 | 0 | -1 | 276.3941 | 0 | -1 | 1.6707 | 0 | -1 | 742.0496 | 0 | -1 | 70.4678 | 0 | -1 | 278.9252 | 0 | -1 | 100.5024 | 0 | -1 | 276.3658 | 0 | -1 | 1.7125 | 0 | -1 | 727.9737 | 0 | -1 | 36.3756 | 0 | -1 | 222.0091 | 0 | -1 | 62.0406 | 0 | -1 | 273.8783 | 0 | -1 | 1.6707 | 0 | -1 | 595.9742 | 0 | -1

## QuickServiceRestaurant_232m2
Epoch | Pre1980 | [17 empty] | Post1980 | [17 empty] | New2004
Energy Type | Cooling (kWh/m2) |  |  | Heating (kWh/m2) |  |  | Lights (kWh/m2) |  |  | Equipment (kWh/m2) |  |  | DHW (kWh/m2) |  |  | EUI (kWh/m2) |  |  | Cooling (kWh/m2) |  |  | Heating (kWh/m2) |  |  | Lights (kWh/m2) |  |  | Equipment (kWh/m2) |  |  | DHW (kWh/m2) |  |  | EUI (kWh/m2) |  |  | Cooling (kWh/m2) |  |  | Heating (kWh/m2) |  |  | Lights (kWh/m2) |  |  | Equipment (kWh/m2) |  |  | DHW (kWh/m2) |  |  | EUI (kWh/m2)
Simulation Type | EP | UMI | error | EP | UMI | error | EP | UMI | error | EP | UMI | error | EP | UMI | error | EP | UMI | error | EP | UMI | error | EP | UMI | error | EP | UMI | error | EP | UMI | error | EP | UMI | error | EP | UMI | error | EP | UMI | error | EP | UMI | error | EP | UMI | error | EP | UMI | error | EP | UMI | error | EP | UMI | error
Month
1 | 0.88007 | 0 | -1 | 165.5603 | 0 | -1 | 17.5339 | 0 | -1 | 46.9018 | 0 | -1 | 9.9934 | 0 | -1 | 240.8694 | 0 | -1 | 0.7601 | 0 | -1 | 137.7186 | 0 | -1 | 8.804 | 0 | -1 | 46.9343 | 0 | -1 | 10.2484 | 0 | -1 | 204.4653 | 0 | -1 | 0.80635 | 0 | -1 | 118.4276 | 0 | -1 | 9.7395 | 0 | -1 | 46.9819 | 0 | -1 | 9.9938 | 0 | -1 | 185.9492 | 0 | -1
2 | 0.98009 | 0 | -1 | 130.037 | 0 | -1 | 15.8371 | 0 | -1 | 42.3913 | 0 | -1 | 9.1923 | 0 | -1 | 198.4378 | 0 | -1 | 0.82784 | 0 | -1 | 108.1881 | 0 | -1 | 7.952 | 0 | -1 | 42.4222 | 0 | -1 | 9.4269 | 0 | -1 | 168.8171 | 0 | -1 | 0.89206 | 0 | -1 | 93.5631 | 0 | -1 | 8.797 | 0 | -1 | 42.4643 | 0 | -1 | 9.1927 | 0 | -1 | 154.9092 | 0 | -1
3 | 1.9299 | 0 | -1 | 81.0632 | 0 | -1 | 17.5339 | 0 | -1 | 47.0839 | 0 | -1 | 10.0751 | 0 | -1 | 157.686 | 0 | -1 | 1.5797 | 0 | -1 | 67.8881 | 0 | -1 | 8.804 | 0 | -1 | 47.1236 | 0 | -1 | 10.3325 | 0 | -1 | 135.7279 | 0 | -1 | 1.7293 | 0 | -1 | 60.7643 | 0 | -1 | 9.7395 | 0 | -1 | 47.1639 | 0 | -1 | 10.0758 | 0 | -1 | 129.4728 | 0 | -1
4 | 4.8088 | 0 | -1 | 43.2135 | 0 | -1 | 16.9683 | 0 | -1 | 45.9181 | 0 | -1 | 9.184 | 0 | -1 | 120.0926 | 0 | -1 | 3.8966 | 0 | -1 | 37.6411 | 0 | -1 | 8.52 | 0 | -1 | 45.9471 | 0 | -1 | 9.4211 | 0 | -1 | 105.426 | 0 | -1 | 4.0698 | 0 | -1 | 33.2163 | 0 | -1 | 9.4254 | 0 | -1 | 45.9789 | 0 | -1 | 9.1871 | 0 | -1 | 101.8775 | 0 | -1
5 | 7.8306 | 0 | -1 | 10.4097 | 0 | -1 | 17.5339 | 0 | -1 | 47.7945 | 0 | -1 | 8.8181 | 0 | -1 | 92.3869 | 0 | -1 | 6.2505 | 0 | -1 | 10.5326 | 0 | -1 | 8.804 | 0 | -1 | 47.8157 | 0 | -1 | 9.0413 | 0 | -1 | 82.444 | 0 | -1 | 6.52 | 0 | -1 | 8.5162 | 0 | -1 | 9.7395 | 0 | -1 | 47.8458 | 0 | -1 | 8.8168 | 0 | -1 | 81.4384 | 0 | -1
6 | 13.1896 | 0 | -1 | 1.1959 | 0 | -1 | 16.9683 | 0 | -1 | 46.7201 | 0 | -1 | 7.8877 | 0 | -1 | 85.9616 | 0 | -1 | 10.7008 | 0 | -1 | 1.3325 | 0 | -1 | 8.52 | 0 | -1 | 46.7321 | 0 | -1 | 8.0895 | 0 | -1 | 75.375 | 0 | -1 | 10.8558 | 0 | -1 | 0.96164 | 0 | -1 | 9.4254 | 0 | -1 | 46.7526 | 0 | -1 | 7.8888 | 0 | -1 | 75.8842 | 0 | -1
7 | 20.1227 | 0 | -1 | 0.09503 | 0 | -1 | 17.5339 | 0 | -1 | 48.5449 | 0 | -1 | 7.5647 | 0 | -1 | 93.8612 | 0 | -1 | 16.4621 | 0 | -1 | 0.11643 | 0 | -1 | 8.804 | 0 | -1 | 48.5569 | 0 | -1 | 7.7582 | 0 | -1 | 81.6976 | 0 | -1 | 16.5274 | 0 | -1 | 0.079237 | 0 | -1 | 9.7395 | 0 | -1 | 48.5701 | 0 | -1 | 7.5658 | 0 | -1 | 82.482 | 0 | -1
8 | 14.9081 | 0 | -1 | 0.35957 | 0 | -1 | 17.5339 | 0 | -1 | 48.389 | 0 | -1 | 7.4656 | 0 | -1 | 88.6562 | 0 | -1 | 12.1373 | 0 | -1 | 0.41265 | 0 | -1 | 8.804 | 0 | -1 | 48.4024 | 0 | -1 | 7.6539 | 0 | -1 | 77.4103 | 0 | -1 | 12.3715 | 0 | -1 | 0.28659 | 0 | -1 | 9.7395 | 0 | -1 | 48.42 | 0 | -1 | 7.4641 | 0 | -1 | 78.2817 | 0 | -1
9 | 9.3593 | 0 | -1 | 3.1487 | 0 | -1 | 16.9683 | 0 | -1 | 46.5306 | 0 | -1 | 7.3628 | 0 | -1 | 83.3698 | 0 | -1 | 7.5267 | 0 | -1 | 3.304 | 0 | -1 | 8.52 | 0 | -1 | 46.5468 | 0 | -1 | 7.5535 | 0 | -1 | 73.451 | 0 | -1 | 7.8108 | 0 | -1 | 2.4817 | 0 | -1 | 9.4254 | 0 | -1 | 46.5708 | 0 | -1 | 7.3662 | 0 | -1 | 73.6548 | 0 | -1
10 | 4.6574 | 0 | -1 | 24.7259 | 0 | -1 | 17.5339 | 0 | -1 | 47.4715 | 0 | -1 | 8.107 | 0 | -1 | 102.4957 | 0 | -1 | 3.7374 | 0 | -1 | 23.4888 | 0 | -1 | 8.804 | 0 | -1 | 47.5013 | 0 | -1 | 8.3139 | 0 | -1 | 91.8455 | 0 | -1 | 4.0321 | 0 | -1 | 19.7552 | 0 | -1 | 9.7395 | 0 | -1 | 47.5357 | 0 | -1 | 8.1077 | 0 | -1 | 89.1703 | 0 | -1
11 | 2.6943 | 0 | -1 | 78.3923 | 0 | -1 | 16.9683 | 0 | -1 | 45.6999 | 0 | -1 | 8.5147 | 0 | -1 | 152.2695 | 0 | -1 | 2.1809 | 0 | -1 | 65.8733 | 0 | -1 | 8.52 | 0 | -1 | 45.7304 | 0 | -1 | 8.7317 | 0 | -1 | 131.0363 | 0 | -1 | 2.3577 | 0 | -1 | 57.6075 | 0 | -1 | 9.4254 | 0 | -1 | 45.7681 | 0 | -1 | 8.515 | 0 | -1 | 123.6736 | 0 | -1
12 | 0.85616 | 0 | -1 | 155.9536 | 0 | -1 | 17.5339 | 0 | -1 | 46.8994 | 0 | -1 | 9.4775 | 0 | -1 | 230.7205 | 0 | -1 | 0.73894 | 0 | -1 | 128.6122 | 0 | -1 | 8.804 | 0 | -1 | 46.9333 | 0 | -1 | 9.7192 | 0 | -1 | 194.8076 | 0 | -1 | 0.78086 | 0 | -1 | 112.0862 | 0 | -1 | 9.7395 | 0 | -1 | 46.9806 | 0 | -1 | 9.4778 | 0 | -1 | 179.065 | 0 | -1
Annual | 82.217 | 0 | -1 | 694.1545 | 0 | -1 | 206.4479 | 0 | -1 | 560.3449 | 0 | -1 | 103.6427 | 0 | -1 | 1646.8071 | 0 | -1 | 66.7988 | 0 | -1 | 585.1083 | 0 | -1 | 103.66 | 0 | -1 | 560.6463 | 0 | -1 | 106.29 | 0 | -1 | 1422.5035 | 0 | -1 | 68.7537 | 0 | -1 | 507.7456 | 0 | -1 | 114.6753 | 0 | -1 | 561.0325 | 0 | -1 | 103.6516 | 0 | -1 | 1355.8588 | 0 | -1

## QuickServiceRestaurant_232m21
Epoch | Pre1980 | [17 empty] | Post1980 | [17 empty] | New2004
Energy Type | Cooling (kWh/m2) |  |  | Heating (kWh/m2) |  |  | Lights (kWh/m2) |  |  | Equipment (kWh/m2) |  |  | DHW (kWh/m2) |  |  | EUI (kWh/m2) |  |  | Cooling (kWh/m2) |  |  | Heating (kWh/m2) |  |  | Lights (kWh/m2) |  |  | Equipment (kWh/m2) |  |  | DHW (kWh/m2) |  |  | EUI (kWh/m2) |  |  | Cooling (kWh/m2) |  |  | Heating (kWh/m2) |  |  | Lights (kWh/m2) |  |  | Equipment (kWh/m2) |  |  | DHW (kWh/m2) |  |  | EUI (kWh/m2)
Simulation Type | EP | UMI | error | EP | UMI | error | EP | UMI | error | EP | UMI | error | EP | UMI | error | EP | UMI | error | EP | UMI | error | EP | UMI | error | EP | UMI | error | EP | UMI | error | EP | UMI | error | EP | UMI | error | EP | UMI | error | EP | UMI | error | EP | UMI | error | EP | UMI | error | EP | UMI | error | EP | UMI | error
Month
1 | 0.88007 | 0 | -1 | 165.5603 | 0 | -1 | 17.5339 | 0 | -1 | 46.9018 | 0 | -1 | 9.9934 | 0 | -1 | 240.8694 | 0 | -1 | 0.7601 | 0 | -1 | 137.7186 | 0 | -1 | 8.804 | 0 | -1 | 46.9343 | 0 | -1 | 10.2484 | 0 | -1 | 204.4653 | 0 | -1 | 0.80635 | 0 | -1 | 118.4276 | 0 | -1 | 9.7395 | 0 | -1 | 46.9819 | 0 | -1 | 9.9938 | 0 | -1 | 185.9492 | 0 | -1
2 | 0.98009 | 0 | -1 | 130.037 | 0 | -1 | 15.8371 | 0 | -1 | 42.3913 | 0 | -1 | 9.1923 | 0 | -1 | 198.4378 | 0 | -1 | 0.82784 | 0 | -1 | 108.1881 | 0 | -1 | 7.952 | 0 | -1 | 42.4222 | 0 | -1 | 9.4269 | 0 | -1 | 168.8171 | 0 | -1 | 0.89206 | 0 | -1 | 93.5631 | 0 | -1 | 8.797 | 0 | -1 | 42.4643 | 0 | -1 | 9.1927 | 0 | -1 | 154.9092 | 0 | -1
3 | 1.9299 | 0 | -1 | 81.0632 | 0 | -1 | 17.5339 | 0 | -1 | 47.0839 | 0 | -1 | 10.0751 | 0 | -1 | 157.686 | 0 | -1 | 1.5797 | 0 | -1 | 67.8881 | 0 | -1 | 8.804 | 0 | -1 | 47.1236 | 0 | -1 | 10.3325 | 0 | -1 | 135.7279 | 0 | -1 | 1.7293 | 0 | -1 | 60.7643 | 0 | -1 | 9.7395 | 0 | -1 | 47.1639 | 0 | -1 | 10.0758 | 0 | -1 | 129.4728 | 0 | -1
4 | 4.8088 | 0 | -1 | 43.2135 | 0 | -1 | 16.9683 | 0 | -1 | 45.9181 | 0 | -1 | 9.184 | 0 | -1 | 120.0926 | 0 | -1 | 3.8966 | 0 | -1 | 37.6411 | 0 | -1 | 8.52 | 0 | -1 | 45.9471 | 0 | -1 | 9.4211 | 0 | -1 | 105.426 | 0 | -1 | 4.0698 | 0 | -1 | 33.2163 | 0 | -1 | 9.4254 | 0 | -1 | 45.9789 | 0 | -1 | 9.1871 | 0 | -1 | 101.8775 | 0 | -1
5 | 7.8306 | 0 | -1 | 10.4097 | 0 | -1 | 17.5339 | 0 | -1 | 47.7945 | 0 | -1 | 8.8181 | 0 | -1 | 92.3869 | 0 | -1 | 6.2505 | 0 | -1 | 10.5326 | 0 | -1 | 8.804 | 0 | -1 | 47.8157 | 0 | -1 | 9.0413 | 0 | -1 | 82.444 | 0 | -1 | 6.52 | 0 | -1 | 8.5162 | 0 | -1 | 9.7395 | 0 | -1 | 47.8458 | 0 | -1 | 8.8168 | 0 | -1 | 81.4384 | 0 | -1
6 | 13.1896 | 0 | -1 | 1.1959 | 0 | -1 | 16.9683 | 0 | -1 | 46.7201 | 0 | -1 | 7.8877 | 0 | -1 | 85.9616 | 0 | -1 | 10.7008 | 0 | -1 | 1.3325 | 0 | -1 | 8.52 | 0 | -1 | 46.7321 | 0 | -1 | 8.0895 | 0 | -1 | 75.375 | 0 | -1 | 10.8558 | 0 | -1 | 0.96164 | 0 | -1 | 9.4254 | 0 | -1 | 46.7526 | 0 | -1 | 7.8888 | 0 | -1 | 75.8842 | 0 | -1
7 | 20.1227 | 0 | -1 | 0.09503 | 0 | -1 | 17.5339 | 0 | -1 | 48.5449 | 0 | -1 | 7.5647 | 0 | -1 | 93.8612 | 0 | -1 | 16.4621 | 0 | -1 | 0.11643 | 0 | -1 | 8.804 | 0 | -1 | 48.5569 | 0 | -1 | 7.7582 | 0 | -1 | 81.6976 | 0 | -1 | 16.5274 | 0 | -1 | 0.079237 | 0 | -1 | 9.7395 | 0 | -1 | 48.5701 | 0 | -1 | 7.5658 | 0 | -1 | 82.482 | 0 | -1
8 | 14.9081 | 0 | -1 | 0.35957 | 0 | -1 | 17.5339 | 0 | -1 | 48.389 | 0 | -1 | 7.4656 | 0 | -1 | 88.6562 | 0 | -1 | 12.1373 | 0 | -1 | 0.41265 | 0 | -1 | 8.804 | 0 | -1 | 48.4024 | 0 | -1 | 7.6539 | 0 | -1 | 77.4103 | 0 | -1 | 12.3715 | 0 | -1 | 0.28659 | 0 | -1 | 9.7395 | 0 | -1 | 48.42 | 0 | -1 | 7.4641 | 0 | -1 | 78.2817 | 0 | -1
9 | 9.3593 | 0 | -1 | 3.1487 | 0 | -1 | 16.9683 | 0 | -1 | 46.5306 | 0 | -1 | 7.3628 | 0 | -1 | 83.3698 | 0 | -1 | 7.5267 | 0 | -1 | 3.304 | 0 | -1 | 8.52 | 0 | -1 | 46.5468 | 0 | -1 | 7.5535 | 0 | -1 | 73.451 | 0 | -1 | 7.8108 | 0 | -1 | 2.4817 | 0 | -1 | 9.4254 | 0 | -1 | 46.5708 | 0 | -1 | 7.3662 | 0 | -1 | 73.6548 | 0 | -1
10 | 4.6574 | 0 | -1 | 24.7259 | 0 | -1 | 17.5339 | 0 | -1 | 47.4715 | 0 | -1 | 8.107 | 0 | -1 | 102.4957 | 0 | -1 | 3.7374 | 0 | -1 | 23.4888 | 0 | -1 | 8.804 | 0 | -1 | 47.5013 | 0 | -1 | 8.3139 | 0 | -1 | 91.8455 | 0 | -1 | 4.0321 | 0 | -1 | 19.7552 | 0 | -1 | 9.7395 | 0 | -1 | 47.5357 | 0 | -1 | 8.1077 | 0 | -1 | 89.1703 | 0 | -1
11 | 2.6943 | 0 | -1 | 78.3923 | 0 | -1 | 16.9683 | 0 | -1 | 45.6999 | 0 | -1 | 8.5147 | 0 | -1 | 152.2695 | 0 | -1 | 2.1809 | 0 | -1 | 65.8733 | 0 | -1 | 8.52 | 0 | -1 | 45.7304 | 0 | -1 | 8.7317 | 0 | -1 | 131.0363 | 0 | -1 | 2.3577 | 0 | -1 | 57.6075 | 0 | -1 | 9.4254 | 0 | -1 | 45.7681 | 0 | -1 | 8.515 | 0 | -1 | 123.6736 | 0 | -1
12 | 0.85616 | 0 | -1 | 155.9536 | 0 | -1 | 17.5339 | 0 | -1 | 46.8994 | 0 | -1 | 9.4775 | 0 | -1 | 230.7205 | 0 | -1 | 0.73894 | 0 | -1 | 128.6122 | 0 | -1 | 8.804 | 0 | -1 | 46.9333 | 0 | -1 | 9.7192 | 0 | -1 | 194.8076 | 0 | -1 | 0.78086 | 0 | -1 | 112.0862 | 0 | -1 | 9.7395 | 0 | -1 | 46.9806 | 0 | -1 | 9.4778 | 0 | -1 | 179.065 | 0 | -1
Annual | 82.217 | 0 | -1 | 694.1545 | 0 | -1 | 206.4479 | 0 | -1 | 560.3449 | 0 | -1 | 103.6427 | 0 | -1 | 1646.8071 | 0 | -1 | 66.7988 | 0 | -1 | 585.1083 | 0 | -1 | 103.66 | 0 | -1 | 560.6463 | 0 | -1 | 106.29 | 0 | -1 | 1422.5035 | 0 | -1 | 68.7537 | 0 | -1 | 507.7456 | 0 | -1 | 114.6753 | 0 | -1 | 561.0325 | 0 | -1 | 103.6516 | 0 | -1 | 1355.8588 | 0 | -1

## FullServiceRestaurant_511m2
Epoch | Pre1980 | [17 empty] | Post1980 | [17 empty] | New2004
Energy Type | Cooling (kWh/m2) |  |  | Heating (kWh/m2) |  |  | Lights (kWh/m2) |  |  | Equipment (kWh/m2) |  |  | DHW (kWh/m2) |  |  | EUI (kWh/m2) |  |  | Cooling (kWh/m2) |  |  | Heating (kWh/m2) |  |  | Lights (kWh/m2) |  |  | Equipment (kWh/m2) |  |  | DHW (kWh/m2) |  |  | EUI (kWh/m2) |  |  | Cooling (kWh/m2) |  |  | Heating (kWh/m2) |  |  | Lights (kWh/m2) |  |  | Equipment (kWh/m2) |  |  | DHW (kWh/m2) |  |  | EUI (kWh/m2)
Simulation Type | EP | UMI | error | EP | UMI | error | EP | UMI | error | EP | UMI | error | EP | UMI | error | EP | UMI | error | EP | UMI | error | EP | UMI | error | EP | UMI | error | EP | UMI | error | EP | UMI | error | EP | UMI | error | EP | UMI | error | EP | UMI | error | EP | UMI | error | EP | UMI | error | EP | UMI | error | EP | UMI | error
Month
1 | 0.72663 | 0 | -1 | 139.6445 | 0 | -1 | 13.3759 | 0 | -1 | 30.0761 | 0 | -1 | 14.1663 | 0 | -1 | 197.9895 | 0 | -1 | 0.37483 | 0 | -1 | 115.3811 | 0 | -1 | 13.3759 | 0 | -1 | 30.1278 | 0 | -1 | 14.529 | 0 | -1 | 173.7886 | 0 | -1 | 0.35292 | 0 | -1 | 109.956 | 0 | -1 | 10.9491 | 0 | -1 | 30.1674 | 0 | -1 | 14.1665 | 0 | -1 | 165.5919 | 0 | -1
2 | 0.82132 | 0 | -1 | 111.9506 | 0 | -1 | 12.0815 | 0 | -1 | 27.1838 | 0 | -1 | 13.0476 | 0 | -1 | 165.0847 | 0 | -1 | 0.41781 | 0 | -1 | 92.639 | 0 | -1 | 12.0815 | 0 | -1 | 27.2289 | 0 | -1 | 13.3816 | 0 | -1 | 145.7487 | 0 | -1 | 0.3904 | 0 | -1 | 88.7861 | 0 | -1 | 9.8895 | 0 | -1 | 27.2623 | 0 | -1 | 13.0477 | 0 | -1 | 139.3761 | 0 | -1
3 | 1.68 | 0 | -1 | 77.9346 | 0 | -1 | 13.3759 | 0 | -1 | 30.1777 | 0 | -1 | 14.2874 | 0 | -1 | 137.4555 | 0 | -1 | 0.85758 | 0 | -1 | 66.2234 | 0 | -1 | 13.3759 | 0 | -1 | 30.221 | 0 | -1 | 14.6533 | 0 | -1 | 125.3312 | 0 | -1 | 0.7928 | 0 | -1 | 64.2505 | 0 | -1 | 10.9491 | 0 | -1 | 30.2503 | 0 | -1 | 14.2877 | 0 | -1 | 120.5304 | 0 | -1
4 | 5.2525 | 0 | -1 | 45.2831 | 0 | -1 | 12.9444 | 0 | -1 | 29.3509 | 0 | -1 | 12.9758 | 0 | -1 | 105.8068 | 0 | -1 | 3.2246 | 0 | -1 | 39.2964 | 0 | -1 | 12.9444 | 0 | -1 | 29.3826 | 0 | -1 | 13.308 | 0 | -1 | 98.156 | 0 | -1 | 2.9659 | 0 | -1 | 38.275 | 0 | -1 | 10.5959 | 0 | -1 | 29.4041 | 0 | -1 | 12.976 | 0 | -1 | 94.2169 | 0 | -1
5 | 9.3539 | 0 | -1 | 15.3554 | 0 | -1 | 13.3759 | 0 | -1 | 30.4642 | 0 | -1 | 12.3887 | 0 | -1 | 80.9381 | 0 | -1 | 5.6589 | 0 | -1 | 13.5112 | 0 | -1 | 13.3759 | 0 | -1 | 30.4897 | 0 | -1 | 12.7049 | 0 | -1 | 75.7406 | 0 | -1 | 5.2273 | 0 | -1 | 13.3087 | 0 | -1 | 10.9491 | 0 | -1 | 30.5071 | 0 | -1 | 12.3879 | 0 | -1 | 72.3802 | 0 | -1
6 | 16.3337 | 0 | -1 | 2.564 | 0 | -1 | 12.9444 | 0 | -1 | 29.6588 | 0 | -1 | 11.0132 | 0 | -1 | 72.5141 | 0 | -1 | 11.0745 | 0 | -1 | 2.1057 | 0 | -1 | 12.9444 | 0 | -1 | 29.6751 | 0 | -1 | 11.2964 | 0 | -1 | 67.0961 | 0 | -1 | 10.3351 | 0 | -1 | 2.0647 | 0 | -1 | 10.5959 | 0 | -1 | 29.6861 | 0 | -1 | 11.0147 | 0 | -1 | 63.6965 | 0 | -1
7 | 24.1968 | 0 | -1 | 0.29736 | 0 | -1 | 13.3759 | 0 | -1 | 30.7513 | 0 | -1 | 10.4927 | 0 | -1 | 79.1141 | 0 | -1 | 17.535 | 0 | -1 | 0.24695 | 0 | -1 | 13.3759 | 0 | -1 | 30.7643 | 0 | -1 | 10.7615 | 0 | -1 | 72.6836 | 0 | -1 | 16.398 | 0 | -1 | 0.24142 | 0 | -1 | 10.9491 | 0 | -1 | 30.7721 | 0 | -1 | 10.4931 | 0 | -1 | 68.8537 | 0 | -1
8 | 18.7215 | 0 | -1 | 1.0163 | 0 | -1 | 13.3759 | 0 | -1 | 30.6891 | 0 | -1 | 10.3442 | 0 | -1 | 74.147 | 0 | -1 | 13.0558 | 0 | -1 | 0.8155 | 0 | -1 | 13.3759 | 0 | -1 | 30.7038 | 0 | -1 | 10.6091 | 0 | -1 | 68.5601 | 0 | -1 | 12.274 | 0 | -1 | 0.79068 | 0 | -1 | 10.9491 | 0 | -1 | 30.7136 | 0 | -1 | 10.3447 | 0 | -1 | 65.0721 | 0 | -1
9 | 11.7503 | 0 | -1 | 5.7226 | 0 | -1 | 12.9444 | 0 | -1 | 29.5882 | 0 | -1 | 10.2227 | 0 | -1 | 70.2283 | 0 | -1 | 7.466 | 0 | -1 | 4.8139 | 0 | -1 | 12.9444 | 0 | -1 | 29.6068 | 0 | -1 | 10.4832 | 0 | -1 | 65.3144 | 0 | -1 | 7.0057 | 0 | -1 | 4.6908 | 0 | -1 | 10.5959 | 0 | -1 | 29.6198 | 0 | -1 | 10.2218 | 0 | -1 | 62.134 | 0 | -1
10 | 4.7653 | 0 | -1 | 31.2904 | 0 | -1 | 13.3759 | 0 | -1 | 30.3452 | 0 | -1 | 11.3122 | 0 | -1 | 91.089 | 0 | -1 | 2.54 | 0 | -1 | 27.6106 | 0 | -1 | 13.3759 | 0 | -1 | 30.3761 | 0 | -1 | 11.6017 | 0 | -1 | 85.5043 | 0 | -1 | 2.3332 | 0 | -1 | 26.994 | 0 | -1 | 10.9491 | 0 | -1 | 30.3971 | 0 | -1 | 11.3124 | 0 | -1 | 81.9857 | 0 | -1
11 | 2.6392 | 0 | -1 | 72.633 | 0 | -1 | 12.9444 | 0 | -1 | 29.2555 | 0 | -1 | 11.9635 | 0 | -1 | 129.4356 | 0 | -1 | 1.382 | 0 | -1 | 61.0553 | 0 | -1 | 12.9444 | 0 | -1 | 29.2937 | 0 | -1 | 12.2708 | 0 | -1 | 116.9462 | 0 | -1 | 1.2706 | 0 | -1 | 59.1384 | 0 | -1 | 10.5959 | 0 | -1 | 29.3206 | 0 | -1 | 11.9647 | 0 | -1 | 112.2903 | 0 | -1
12 | 0.72285 | 0 | -1 | 132.7269 | 0 | -1 | 13.3759 | 0 | -1 | 30.0778 | 0 | -1 | 13.3864 | 0 | -1 | 190.2898 | 0 | -1 | 0.36921 | 0 | -1 | 109.3514 | 0 | -1 | 13.3759 | 0 | -1 | 30.1296 | 0 | -1 | 13.7278 | 0 | -1 | 166.954 | 0 | -1 | 0.34971 | 0 | -1 | 105.1112 | 0 | -1 | 10.9491 | 0 | -1 | 30.1678 | 0 | -1 | 13.3854 | 0 | -1 | 159.9632 | 0 | -1
Annual | 96.9641 | 0 | -1 | 636.4186 | 0 | -1 | 157.4904 | 0 | -1 | 357.6185 | 0 | -1 | 145.6008 | 0 | -1 | 1394.0924 | 0 | -1 | 63.9562 | 0 | -1 | 533.0505 | 0 | -1 | 157.4904 | 0 | -1 | 357.9993 | 0 | -1 | 149.3272 | 0 | -1 | 1261.8237 | 0 | -1 | 59.6956 | 0 | -1 | 513.6074 | 0 | -1 | 128.9172 | 0 | -1 | 358.2683 | 0 | -1 | 145.6025 | 0 | -1 | 1206.091 | 0 | -1

## FullServiceRestaurant_511m21
Epoch | Pre1980 | [17 empty] | Post1980 | [17 empty] | New2004
Energy Type | Cooling (kWh/m2) |  |  | Heating (kWh/m2) |  |  | Lights (kWh/m2) |  |  | Equipment (kWh/m2) |  |  | DHW (kWh/m2) |  |  | EUI (kWh/m2) |  |  | Cooling (kWh/m2) |  |  | Heating (kWh/m2) |  |  | Lights (kWh/m2) |  |  | Equipment (kWh/m2) |  |  | DHW (kWh/m2) |  |  | EUI (kWh/m2) |  |  | Cooling (kWh/m2) |  |  | Heating (kWh/m2) |  |  | Lights (kWh/m2) |  |  | Equipment (kWh/m2) |  |  | DHW (kWh/m2) |  |  | EUI (kWh/m2)
Simulation Type | EP | UMI | error | EP | UMI | error | EP | UMI | error | EP | UMI | error | EP | UMI | error | EP | UMI | error | EP | UMI | error | EP | UMI | error | EP | UMI | error | EP | UMI | error | EP | UMI | error | EP | UMI | error | EP | UMI | error | EP | UMI | error | EP | UMI | error | EP | UMI | error | EP | UMI | error | EP | UMI | error
Month
1 | 0.72663 | 0 | -1 | 139.6445 | 0 | -1 | 13.3759 | 0 | -1 | 30.0761 | 0 | -1 | 14.1663 | 0 | -1 | 197.9895 | 0 | -1 | 0.37483 | 0 | -1 | 115.3811 | 0 | -1 | 13.3759 | 0 | -1 | 30.1278 | 0 | -1 | 14.529 | 0 | -1 | 173.7886 | 0 | -1 | 0.35292 | 0 | -1 | 109.956 | 0 | -1 | 10.9491 | 0 | -1 | 30.1674 | 0 | -1 | 14.1665 | 0 | -1 | 165.5919 | 0 | -1
2 | 0.82132 | 0 | -1 | 111.9506 | 0 | -1 | 12.0815 | 0 | -1 | 27.1838 | 0 | -1 | 13.0476 | 0 | -1 | 165.0847 | 0 | -1 | 0.41781 | 0 | -1 | 92.639 | 0 | -1 | 12.0815 | 0 | -1 | 27.2289 | 0 | -1 | 13.3816 | 0 | -1 | 145.7487 | 0 | -1 | 0.3904 | 0 | -1 | 88.7861 | 0 | -1 | 9.8895 | 0 | -1 | 27.2623 | 0 | -1 | 13.0477 | 0 | -1 | 139.3761 | 0 | -1
3 | 1.68 | 0 | -1 | 77.9346 | 0 | -1 | 13.3759 | 0 | -1 | 30.1777 | 0 | -1 | 14.2874 | 0 | -1 | 137.4555 | 0 | -1 | 0.85758 | 0 | -1 | 66.2234 | 0 | -1 | 13.3759 | 0 | -1 | 30.221 | 0 | -1 | 14.6533 | 0 | -1 | 125.3312 | 0 | -1 | 0.7928 | 0 | -1 | 64.2505 | 0 | -1 | 10.9491 | 0 | -1 | 30.2503 | 0 | -1 | 14.2877 | 0 | -1 | 120.5304 | 0 | -1
4 | 5.2525 | 0 | -1 | 45.2831 | 0 | -1 | 12.9444 | 0 | -1 | 29.3509 | 0 | -1 | 12.9758 | 0 | -1 | 105.8068 | 0 | -1 | 3.2246 | 0 | -1 | 39.2964 | 0 | -1 | 12.9444 | 0 | -1 | 29.3826 | 0 | -1 | 13.308 | 0 | -1 | 98.156 | 0 | -1 | 2.9659 | 0 | -1 | 38.275 | 0 | -1 | 10.5959 | 0 | -1 | 29.4041 | 0 | -1 | 12.976 | 0 | -1 | 94.2169 | 0 | -1
5 | 9.3539 | 0 | -1 | 15.3554 | 0 | -1 | 13.3759 | 0 | -1 | 30.4642 | 0 | -1 | 12.3887 | 0 | -1 | 80.9381 | 0 | -1 | 5.6589 | 0 | -1 | 13.5112 | 0 | -1 | 13.3759 | 0 | -1 | 30.4897 | 0 | -1 | 12.7049 | 0 | -1 | 75.7406 | 0 | -1 | 5.2273 | 0 | -1 | 13.3087 | 0 | -1 | 10.9491 | 0 | -1 | 30.5071 | 0 | -1 | 12.3879 | 0 | -1 | 72.3802 | 0 | -1
6 | 16.3337 | 0 | -1 | 2.564 | 0 | -1 | 12.9444 | 0 | -1 | 29.6588 | 0 | -1 | 11.0132 | 0 | -1 | 72.5141 | 0 | -1 | 11.0745 | 0 | -1 | 2.1057 | 0 | -1 | 12.9444 | 0 | -1 | 29.6751 | 0 | -1 | 11.2964 | 0 | -1 | 67.0961 | 0 | -1 | 10.3351 | 0 | -1 | 2.0647 | 0 | -1 | 10.5959 | 0 | -1 | 29.6861 | 0 | -1 | 11.0147 | 0 | -1 | 63.6965 | 0 | -1
7 | 24.1968 | 0 | -1 | 0.29736 | 0 | -1 | 13.3759 | 0 | -1 | 30.7513 | 0 | -1 | 10.4927 | 0 | -1 | 79.1141 | 0 | -1 | 17.535 | 0 | -1 | 0.24695 | 0 | -1 | 13.3759 | 0 | -1 | 30.7643 | 0 | -1 | 10.7615 | 0 | -1 | 72.6836 | 0 | -1 | 16.398 | 0 | -1 | 0.24142 | 0 | -1 | 10.9491 | 0 | -1 | 30.7721 | 0 | -1 | 10.4931 | 0 | -1 | 68.8537 | 0 | -1
8 | 18.7215 | 0 | -1 | 1.0163 | 0 | -1 | 13.3759 | 0 | -1 | 30.6891 | 0 | -1 | 10.3442 | 0 | -1 | 74.147 | 0 | -1 | 13.0558 | 0 | -1 | 0.8155 | 0 | -1 | 13.3759 | 0 | -1 | 30.7038 | 0 | -1 | 10.6091 | 0 | -1 | 68.5601 | 0 | -1 | 12.274 | 0 | -1 | 0.79068 | 0 | -1 | 10.9491 | 0 | -1 | 30.7136 | 0 | -1 | 10.3447 | 0 | -1 | 65.0721 | 0 | -1
9 | 11.7503 | 0 | -1 | 5.7226 | 0 | -1 | 12.9444 | 0 | -1 | 29.5882 | 0 | -1 | 10.2227 | 0 | -1 | 70.2283 | 0 | -1 | 7.466 | 0 | -1 | 4.8139 | 0 | -1 | 12.9444 | 0 | -1 | 29.6068 | 0 | -1 | 10.4832 | 0 | -1 | 65.3144 | 0 | -1 | 7.0057 | 0 | -1 | 4.6908 | 0 | -1 | 10.5959 | 0 | -1 | 29.6198 | 0 | -1 | 10.2218 | 0 | -1 | 62.134 | 0 | -1
10 | 4.7653 | 0 | -1 | 31.2904 | 0 | -1 | 13.3759 | 0 | -1 | 30.3452 | 0 | -1 | 11.3122 | 0 | -1 | 91.089 | 0 | -1 | 2.54 | 0 | -1 | 27.6106 | 0 | -1 | 13.3759 | 0 | -1 | 30.3761 | 0 | -1 | 11.6017 | 0 | -1 | 85.5043 | 0 | -1 | 2.3332 | 0 | -1 | 26.994 | 0 | -1 | 10.9491 | 0 | -1 | 30.3971 | 0 | -1 | 11.3124 | 0 | -1 | 81.9857 | 0 | -1
11 | 2.6392 | 0 | -1 | 72.633 | 0 | -1 | 12.9444 | 0 | -1 | 29.2555 | 0 | -1 | 11.9635 | 0 | -1 | 129.4356 | 0 | -1 | 1.382 | 0 | -1 | 61.0553 | 0 | -1 | 12.9444 | 0 | -1 | 29.2937 | 0 | -1 | 12.2708 | 0 | -1 | 116.9462 | 0 | -1 | 1.2706 | 0 | -1 | 59.1384 | 0 | -1 | 10.5959 | 0 | -1 | 29.3206 | 0 | -1 | 11.9647 | 0 | -1 | 112.2903 | 0 | -1
12 | 0.72285 | 0 | -1 | 132.7269 | 0 | -1 | 13.3759 | 0 | -1 | 30.0778 | 0 | -1 | 13.3864 | 0 | -1 | 190.2898 | 0 | -1 | 0.36921 | 0 | -1 | 109.3514 | 0 | -1 | 13.3759 | 0 | -1 | 30.1296 | 0 | -1 | 13.7278 | 0 | -1 | 166.954 | 0 | -1 | 0.34971 | 0 | -1 | 105.1112 | 0 | -1 | 10.9491 | 0 | -1 | 30.1678 | 0 | -1 | 13.3854 | 0 | -1 | 159.9632 | 0 | -1
Annual | 96.9641 | 0 | -1 | 636.4186 | 0 | -1 | 157.4904 | 0 | -1 | 357.6185 | 0 | -1 | 145.6008 | 0 | -1 | 1394.0924 | 0 | -1 | 63.9562 | 0 | -1 | 533.0505 | 0 | -1 | 157.4904 | 0 | -1 | 357.9993 | 0 | -1 | 149.3272 | 0 | -1 | 1261.8237 | 0 | -1 | 59.6956 | 0 | -1 | 513.6074 | 0 | -1 | 128.9172 | 0 | -1 | 358.2683 | 0 | -1 | 145.6025 | 0 | -1 | 1206.091 | 0 | -1

## Hospital_22422m2
Epoch | Pre1980 | [17 empty] | Post1980 | [17 empty] | New2004
Energy Type | Cooling (kWh/m2) |  |  | Heating (kWh/m2) |  |  | Lights (kWh/m2) |  |  | Equipment (kWh/m2) |  |  | DHW (kWh/m2) |  |  | EUI (kWh/m2) |  |  | Cooling (kWh/m2) |  |  | Heating (kWh/m2) |  |  | Lights (kWh/m2) |  |  | Equipment (kWh/m2) |  |  | DHW (kWh/m2) |  |  | EUI (kWh/m2) |  |  | Cooling (kWh/m2) |  |  | Heating (kWh/m2) |  |  | Lights (kWh/m2) |  |  | Equipment (kWh/m2) |  |  | DHW (kWh/m2) |  |  | EUI (kWh/m2)
Simulation Type | EP | UMI | error | EP | UMI | error | EP | UMI | error | EP | UMI | error | EP | UMI | error | EP | UMI | error | EP | UMI | error | EP | UMI | error | EP | UMI | error | EP | UMI | error | EP | UMI | error | EP | UMI | error | EP | UMI | error | EP | UMI | error | EP | UMI | error | EP | UMI | error | EP | UMI | error | EP | UMI | error
Month
1 | 3.35 | 0 | -1 | 26.0294 | 0 | -1 | 8.7213 | 0 | -1 | 7.0247 | 0 | -1 | 0.92143 | 0 | -1 | 46.0469 | 0 | -1 | 3.5019 | 0 | -1 | 24.1882 | 0 | -1 | 8.7213 | 0 | -1 | 7.0249 | 0 | -1 | 0.94504 | 0 | -1 | 44.3813 | 0 | -1 | 2.3322 | 0 | -1 | 24.232 | 0 | -1 | 4.3216 | 0 | -1 | 7.0248 | 0 | -1 | 0.92143 | 0 | -1 | 38.832 | 0 | -1
2 | 3.7105 | 0 | -1 | 21.4848 | 0 | -1 | 7.9058 | 0 | -1 | 6.356 | 0 | -1 | 0.84766 | 0 | -1 | 40.3048 | 0 | -1 | 3.871 | 0 | -1 | 19.9831 | 0 | -1 | 7.9058 | 0 | -1 | 6.3563 | 0 | -1 | 0.86938 | 0 | -1 | 38.9855 | 0 | -1 | 2.6398 | 0 | -1 | 19.963 | 0 | -1 | 3.9224 | 0 | -1 | 6.3561 | 0 | -1 | 0.84766 | 0 | -1 | 33.7289 | 0 | -1
3 | 6.4461 | 0 | -1 | 18.6316 | 0 | -1 | 9.0745 | 0 | -1 | 7.1508 | 0 | -1 | 0.93129 | 0 | -1 | 42.2344 | 0 | -1 | 6.6877 | 0 | -1 | 17.3828 | 0 | -1 | 9.0745 | 0 | -1 | 7.151 | 0 | -1 | 0.95516 | 0 | -1 | 41.2512 | 0 | -1 | 4.8053 | 0 | -1 | 17.2256 | 0 | -1 | 4.5569 | 0 | -1 | 7.1508 | 0 | -1 | 0.93129 | 0 | -1 | 34.6699 | 0 | -1
4 | 8.6905 | 0 | -1 | 15.4976 | 0 | -1 | 8.4495 | 0 | -1 | 6.8187 | 0 | -1 | 0.83927 | 0 | -1 | 40.2955 | 0 | -1 | 8.9706 | 0 | -1 | 14.6391 | 0 | -1 | 8.4495 | 0 | -1 | 6.8186 | 0 | -1 | 0.86077 | 0 | -1 | 39.7385 | 0 | -1 | 6.8114 | 0 | -1 | 14.6794 | 0 | -1 | 4.1885 | 0 | -1 | 6.8184 | 0 | -1 | 0.83926 | 0 | -1 | 33.337 | 0 | -1
5 | 10.9887 | 0 | -1 | 13.3371 | 0 | -1 | 8.8979 | 0 | -1 | 7.1106 | 0 | -1 | 0.80411 | 0 | -1 | 41.1384 | 0 | -1 | 11.2983 | 0 | -1 | 12.877 | 0 | -1 | 8.8979 | 0 | -1 | 7.1101 | 0 | -1 | 0.82471 | 0 | -1 | 41.0081 | 0 | -1 | 8.8842 | 0 | -1 | 13.175 | 0 | -1 | 4.4393 | 0 | -1 | 7.11 | 0 | -1 | 0.80411 | 0 | -1 | 34.4126 | 0 | -1
6 | 13.7108 | 0 | -1 | 10.4797 | 0 | -1 | 8.7438 | 0 | -1 | 6.9381 | 0 | -1 | 0.71392 | 0 | -1 | 40.5863 | 0 | -1 | 14.0924 | 0 | -1 | 10.3111 | 0 | -1 | 8.7438 | 0 | -1 | 6.9373 | 0 | -1 | 0.7322 | 0 | -1 | 40.8169 | 0 | -1 | 11.2304 | 0 | -1 | 11.1051 | 0 | -1 | 4.3846 | 0 | -1 | 6.9372 | 0 | -1 | 0.71391 | 0 | -1 | 34.3713 | 0 | -1
7 | 16.9212 | 0 | -1 | 9.2864 | 0 | -1 | 8.6036 | 0 | -1 | 7.0297 | 0 | -1 | 0.67434 | 0 | -1 | 42.5152 | 0 | -1 | 17.4075 | 0 | -1 | 9.2622 | 0 | -1 | 8.6036 | 0 | -1 | 7.0287 | 0 | -1 | 0.69161 | 0 | -1 | 42.9936 | 0 | -1 | 13.8851 | 0 | -1 | 10.568 | 0 | -1 | 4.2432 | 0 | -1 | 7.0286 | 0 | -1 | 0.67434 | 0 | -1 | 36.3993 | 0 | -1
8 | 15.6642 | 0 | -1 | 10.2867 | 0 | -1 | 9.0745 | 0 | -1 | 7.1842 | 0 | -1 | 0.6692 | 0 | -1 | 42.8788 | 0 | -1 | 16.1122 | 0 | -1 | 10.1419 | 0 | -1 | 9.0745 | 0 | -1 | 7.1834 | 0 | -1 | 0.68634 | 0 | -1 | 43.1984 | 0 | -1 | 12.8483 | 0 | -1 | 11.197 | 0 | -1 | 4.5569 | 0 | -1 | 7.1832 | 0 | -1 | 0.6692 | 0 | -1 | 36.4546 | 0 | -1
9 | 12.7854 | 0 | -1 | 11.774 | 0 | -1 | 8.4495 | 0 | -1 | 6.8341 | 0 | -1 | 0.65763 | 0 | -1 | 40.5006 | 0 | -1 | 13.1504 | 0 | -1 | 11.4303 | 0 | -1 | 8.4495 | 0 | -1 | 6.8336 | 0 | -1 | 0.67448 | 0 | -1 | 40.5383 | 0 | -1 | 10.454 | 0 | -1 | 12.0102 | 0 | -1 | 4.1885 | 0 | -1 | 6.8335 | 0 | -1 | 0.65763 | 0 | -1 | 34.1439 | 0 | -1
10 | 9.2019 | 0 | -1 | 15.7563 | 0 | -1 | 8.7213 | 0 | -1 | 7.042 | 0 | -1 | 0.73221 | 0 | -1 | 41.4537 | 0 | -1 | 9.4958 | 0 | -1 | 14.9122 | 0 | -1 | 8.7213 | 0 | -1 | 7.042 | 0 | -1 | 0.75097 | 0 | -1 | 40.9223 | 0 | -1 | 7.3004 | 0 | -1 | 14.9093 | 0 | -1 | 4.3216 | 0 | -1 | 7.0418 | 0 | -1 | 0.73221 | 0 | -1 | 34.3053 | 0 | -1
11 | 6.8904 | 0 | -1 | 18.8694 | 0 | -1 | 8.5084 | 0 | -1 | 6.8294 | 0 | -1 | 0.77887 | 0 | -1 | 41.8765 | 0 | -1 | 7.1422 | 0 | -1 | 17.6117 | 0 | -1 | 8.5084 | 0 | -1 | 6.8296 | 0 | -1 | 0.79883 | 0 | -1 | 40.8907 | 0 | -1 | 5.3272 | 0 | -1 | 17.61 | 0 | -1 | 4.2278 | 0 | -1 | 6.8294 | 0 | -1 | 0.77887 | 0 | -1 | 34.7732 | 0 | -1
12 | 3.5376 | 0 | -1 | 24.64 | 0 | -1 | 8.6036 | 0 | -1 | 6.9859 | 0 | -1 | 0.86599 | 0 | -1 | 44.6331 | 0 | -1 | 3.7022 | 0 | -1 | 22.8437 | 0 | -1 | 8.6036 | 0 | -1 | 6.9862 | 0 | -1 | 0.88818 | 0 | -1 | 43.0239 | 0 | -1 | 2.4419 | 0 | -1 | 22.8876 | 0 | -1 | 4.2432 | 0 | -1 | 6.9861 | 0 | -1 | 0.86599 | 0 | -1 | 37.4247 | 0 | -1
Annual | 111.8973 | 0 | -1 | 196.073 | 0 | -1 | 103.7538 | 0 | -1 | 83.3042 | 0 | -1 | 9.4359 | 0 | -1 | 504.4643 | 0 | -1 | 115.4322 | 0 | -1 | 185.5832 | 0 | -1 | 103.7538 | 0 | -1 | 83.3016 | 0 | -1 | 9.6777 | 0 | -1 | 497.7485 | 0 | -1 | 88.9603 | 0 | -1 | 189.562 | 0 | -1 | 51.5946 | 0 | -1 | 83.3 | 0 | -1 | 9.4359 | 0 | -1 | 422.8528 | 0 | -1

## Hospital_22422m21
Epoch | Pre1980 | [17 empty] | Post1980 | [17 empty] | New2004
Energy Type | Cooling (kWh/m2) |  |  | Heating (kWh/m2) |  |  | Lights (kWh/m2) |  |  | Equipment (kWh/m2) |  |  | DHW (kWh/m2) |  |  | EUI (kWh/m2) |  |  | Cooling (kWh/m2) |  |  | Heating (kWh/m2) |  |  | Lights (kWh/m2) |  |  | Equipment (kWh/m2) |  |  | DHW (kWh/m2) |  |  | EUI (kWh/m2) |  |  | Cooling (kWh/m2) |  |  | Heating (kWh/m2) |  |  | Lights (kWh/m2) |  |  | Equipment (kWh/m2) |  |  | DHW (kWh/m2) |  |  | EUI (kWh/m2)
Simulation Type | EP | UMI | error | EP | UMI | error | EP | UMI | error | EP | UMI | error | EP | UMI | error | EP | UMI | error | EP | UMI | error | EP | UMI | error | EP | UMI | error | EP | UMI | error | EP | UMI | error | EP | UMI | error | EP | UMI | error | EP | UMI | error | EP | UMI | error | EP | UMI | error | EP | UMI | error | EP | UMI | error
Month
1 | 3.35 | 0 | -1 | 26.0294 | 0 | -1 | 8.7213 | 0 | -1 | 7.0247 | 0 | -1 | 0.92143 | 0 | -1 | 46.0469 | 0 | -1 | 3.5019 | 0 | -1 | 24.1882 | 0 | -1 | 8.7213 | 0 | -1 | 7.0249 | 0 | -1 | 0.94504 | 0 | -1 | 44.3813 | 0 | -1 | 2.3322 | 0 | -1 | 24.232 | 0 | -1 | 4.3216 | 0 | -1 | 7.0248 | 0 | -1 | 0.92143 | 0 | -1 | 38.832 | 0 | -1
2 | 3.7105 | 0 | -1 | 21.4848 | 0 | -1 | 7.9058 | 0 | -1 | 6.356 | 0 | -1 | 0.84766 | 0 | -1 | 40.3048 | 0 | -1 | 3.871 | 0 | -1 | 19.9831 | 0 | -1 | 7.9058 | 0 | -1 | 6.3563 | 0 | -1 | 0.86938 | 0 | -1 | 38.9855 | 0 | -1 | 2.6398 | 0 | -1 | 19.963 | 0 | -1 | 3.9224 | 0 | -1 | 6.3561 | 0 | -1 | 0.84766 | 0 | -1 | 33.7289 | 0 | -1
3 | 6.4461 | 0 | -1 | 18.6316 | 0 | -1 | 9.0745 | 0 | -1 | 7.1508 | 0 | -1 | 0.93129 | 0 | -1 | 42.2344 | 0 | -1 | 6.6877 | 0 | -1 | 17.3828 | 0 | -1 | 9.0745 | 0 | -1 | 7.151 | 0 | -1 | 0.95516 | 0 | -1 | 41.2512 | 0 | -1 | 4.8053 | 0 | -1 | 17.2256 | 0 | -1 | 4.5569 | 0 | -1 | 7.1508 | 0 | -1 | 0.93129 | 0 | -1 | 34.6699 | 0 | -1
4 | 8.6905 | 0 | -1 | 15.4976 | 0 | -1 | 8.4495 | 0 | -1 | 6.8187 | 0 | -1 | 0.83927 | 0 | -1 | 40.2955 | 0 | -1 | 8.9706 | 0 | -1 | 14.6391 | 0 | -1 | 8.4495 | 0 | -1 | 6.8186 | 0 | -1 | 0.86077 | 0 | -1 | 39.7385 | 0 | -1 | 6.8114 | 0 | -1 | 14.6794 | 0 | -1 | 4.1885 | 0 | -1 | 6.8184 | 0 | -1 | 0.83926 | 0 | -1 | 33.337 | 0 | -1
5 | 10.9887 | 0 | -1 | 13.3371 | 0 | -1 | 8.8979 | 0 | -1 | 7.1106 | 0 | -1 | 0.80411 | 0 | -1 | 41.1384 | 0 | -1 | 11.2983 | 0 | -1 | 12.877 | 0 | -1 | 8.8979 | 0 | -1 | 7.1101 | 0 | -1 | 0.82471 | 0 | -1 | 41.0081 | 0 | -1 | 8.8842 | 0 | -1 | 13.175 | 0 | -1 | 4.4393 | 0 | -1 | 7.11 | 0 | -1 | 0.80411 | 0 | -1 | 34.4126 | 0 | -1
6 | 13.7108 | 0 | -1 | 10.4797 | 0 | -1 | 8.7438 | 0 | -1 | 6.9381 | 0 | -1 | 0.71392 | 0 | -1 | 40.5863 | 0 | -1 | 14.0924 | 0 | -1 | 10.3111 | 0 | -1 | 8.7438 | 0 | -1 | 6.9373 | 0 | -1 | 0.7322 | 0 | -1 | 40.8169 | 0 | -1 | 11.2304 | 0 | -1 | 11.1051 | 0 | -1 | 4.3846 | 0 | -1 | 6.9372 | 0 | -1 | 0.71391 | 0 | -1 | 34.3713 | 0 | -1
7 | 16.9212 | 0 | -1 | 9.2864 | 0 | -1 | 8.6036 | 0 | -1 | 7.0297 | 0 | -1 | 0.67434 | 0 | -1 | 42.5152 | 0 | -1 | 17.4075 | 0 | -1 | 9.2622 | 0 | -1 | 8.6036 | 0 | -1 | 7.0287 | 0 | -1 | 0.69161 | 0 | -1 | 42.9936 | 0 | -1 | 13.8851 | 0 | -1 | 10.568 | 0 | -1 | 4.2432 | 0 | -1 | 7.0286 | 0 | -1 | 0.67434 | 0 | -1 | 36.3993 | 0 | -1
8 | 15.6642 | 0 | -1 | 10.2867 | 0 | -1 | 9.0745 | 0 | -1 | 7.1842 | 0 | -1 | 0.6692 | 0 | -1 | 42.8788 | 0 | -1 | 16.1122 | 0 | -1 | 10.1419 | 0 | -1 | 9.0745 | 0 | -1 | 7.1834 | 0 | -1 | 0.68634 | 0 | -1 | 43.1984 | 0 | -1 | 12.8483 | 0 | -1 | 11.197 | 0 | -1 | 4.5569 | 0 | -1 | 7.1832 | 0 | -1 | 0.6692 | 0 | -1 | 36.4546 | 0 | -1
9 | 12.7854 | 0 | -1 | 11.774 | 0 | -1 | 8.4495 | 0 | -1 | 6.8341 | 0 | -1 | 0.65763 | 0 | -1 | 40.5006 | 0 | -1 | 13.1504 | 0 | -1 | 11.4303 | 0 | -1 | 8.4495 | 0 | -1 | 6.8336 | 0 | -1 | 0.67448 | 0 | -1 | 40.5383 | 0 | -1 | 10.454 | 0 | -1 | 12.0102 | 0 | -1 | 4.1885 | 0 | -1 | 6.8335 | 0 | -1 | 0.65763 | 0 | -1 | 34.1439 | 0 | -1
10 | 9.2019 | 0 | -1 | 15.7563 | 0 | -1 | 8.7213 | 0 | -1 | 7.042 | 0 | -1 | 0.73221 | 0 | -1 | 41.4537 | 0 | -1 | 9.4958 | 0 | -1 | 14.9122 | 0 | -1 | 8.7213 | 0 | -1 | 7.042 | 0 | -1 | 0.75097 | 0 | -1 | 40.9223 | 0 | -1 | 7.3004 | 0 | -1 | 14.9093 | 0 | -1 | 4.3216 | 0 | -1 | 7.0418 | 0 | -1 | 0.73221 | 0 | -1 | 34.3053 | 0 | -1
11 | 6.8904 | 0 | -1 | 18.8694 | 0 | -1 | 8.5084 | 0 | -1 | 6.8294 | 0 | -1 | 0.77887 | 0 | -1 | 41.8765 | 0 | -1 | 7.1422 | 0 | -1 | 17.6117 | 0 | -1 | 8.5084 | 0 | -1 | 6.8296 | 0 | -1 | 0.79883 | 0 | -1 | 40.8907 | 0 | -1 | 5.3272 | 0 | -1 | 17.61 | 0 | -1 | 4.2278 | 0 | -1 | 6.8294 | 0 | -1 | 0.77887 | 0 | -1 | 34.7732 | 0 | -1
12 | 3.5376 | 0 | -1 | 24.64 | 0 | -1 | 8.6036 | 0 | -1 | 6.9859 | 0 | -1 | 0.86599 | 0 | -1 | 44.6331 | 0 | -1 | 3.7022 | 0 | -1 | 22.8437 | 0 | -1 | 8.6036 | 0 | -1 | 6.9862 | 0 | -1 | 0.88818 | 0 | -1 | 43.0239 | 0 | -1 | 2.4419 | 0 | -1 | 22.8876 | 0 | -1 | 4.2432 | 0 | -1 | 6.9861 | 0 | -1 | 0.86599 | 0 | -1 | 37.4247 | 0 | -1
Annual | 111.8973 | 0 | -1 | 196.073 | 0 | -1 | 103.7538 | 0 | -1 | 83.3042 | 0 | -1 | 9.4359 | 0 | -1 | 504.4643 | 0 | -1 | 115.4322 | 0 | -1 | 185.5832 | 0 | -1 | 103.7538 | 0 | -1 | 83.3016 | 0 | -1 | 9.6777 | 0 | -1 | 497.7485 | 0 | -1 | 88.9603 | 0 | -1 | 189.562 | 0 | -1 | 51.5946 | 0 | -1 | 83.3 | 0 | -1 | 9.4359 | 0 | -1 | 422.8528 | 0 | -1

## OutPatient_3089m2
Epoch | Pre1980 | [17 empty] | Post1980 | [17 empty] | New2004
Energy Type | Cooling (kWh/m2) |  |  | Heating (kWh/m2) |  |  | Lights (kWh/m2) |  |  | Equipment (kWh/m2) |  |  | DHW (kWh/m2) |  |  | EUI (kWh/m2) |  |  | Cooling (kWh/m2) |  |  | Heating (kWh/m2) |  |  | Lights (kWh/m2) |  |  | Equipment (kWh/m2) |  |  | DHW (kWh/m2) |  |  | EUI (kWh/m2) |  |  | Cooling (kWh/m2) |  |  | Heating (kWh/m2) |  |  | Lights (kWh/m2) |  |  | Equipment (kWh/m2) |  |  | DHW (kWh/m2) |  |  | EUI (kWh/m2)
Simulation Type | EP | UMI | error | EP | UMI | error | EP | UMI | error | EP | UMI | error | EP | UMI | error | EP | UMI | error | EP | UMI | error | EP | UMI | error | EP | UMI | error | EP | UMI | error | EP | UMI | error | EP | UMI | error | EP | UMI | error | EP | UMI | error | EP | UMI | error | EP | UMI | error | EP | UMI | error | EP | UMI | error
Month
1 | 3.4088 | 0 | -1 | 42.4555 | 0 | -1 | 5.9629 | 0 | -1 | 13.556 | 0 | -1 | 0.40337 | 0 | -1 | 65.7865 | 0 | -1 | 3.5568 | 0 | -1 | 40.264 | 0 | -1 | 5.9629 | 0 | -1 | 13.556 | 0 | -1 | 0.41359 | 0 | -1 | 63.7532 | 0 | -1 | 2.8944 | 0 | -1 | 32.7596 | 0 | -1 | 4.2151 | 0 | -1 | 13.556 | 0 | -1 | 0.40337 | 0 | -1 | 53.8285 | 0 | -1
2 | 3.7719 | 0 | -1 | 36.7459 | 0 | -1 | 5.4219 | 0 | -1 | 12.3193 | 0 | -1 | 0.37228 | 0 | -1 | 58.6312 | 0 | -1 | 3.9195 | 0 | -1 | 34.8764 | 0 | -1 | 5.4219 | 0 | -1 | 12.3193 | 0 | -1 | 0.38172 | 0 | -1 | 56.9188 | 0 | -1 | 3.1935 | 0 | -1 | 28.1147 | 0 | -1 | 3.8327 | 0 | -1 | 12.3193 | 0 | -1 | 0.37228 | 0 | -1 | 47.8324 | 0 | -1
3 | 7.266 | 0 | -1 | 35.2835 | 0 | -1 | 6.2612 | 0 | -1 | 14.0505 | 0 | -1 | 0.42013 | 0 | -1 | 63.2813 | 0 | -1 | 7.5025 | 0 | -1 | 33.361 | 0 | -1 | 6.2612 | 0 | -1 | 14.0505 | 0 | -1 | 0.43078 | 0 | -1 | 61.6059 | 0 | -1 | 6.0704 | 0 | -1 | 26.0293 | 0 | -1 | 4.426 | 0 | -1 | 14.0505 | 0 | -1 | 0.42013 | 0 | -1 | 50.9964 | 0 | -1
4 | 10.8679 | 0 | -1 | 30.2515 | 0 | -1 | 5.9317 | 0 | -1 | 13.3622 | 0 | -1 | 0.38085 | 0 | -1 | 60.7941 | 0 | -1 | 11.2105 | 0 | -1 | 28.9284 | 0 | -1 | 5.9317 | 0 | -1 | 13.3622 | 0 | -1 | 0.3905 | 0 | -1 | 59.8233 | 0 | -1 | 8.8149 | 0 | -1 | 22.196 | 0 | -1 | 4.1931 | 0 | -1 | 13.3622 | 0 | -1 | 0.38085 | 0 | -1 | 48.947 | 0 | -1
5 | 14.7227 | 0 | -1 | 26.9035 | 0 | -1 | 6.1866 | 0 | -1 | 13.8836 | 0 | -1 | 0.36419 | 0 | -1 | 62.0606 | 0 | -1 | 15.0629 | 0 | -1 | 26.0421 | 0 | -1 | 6.1866 | 0 | -1 | 13.8836 | 0 | -1 | 0.3734 | 0 | -1 | 61.5486 | 0 | -1 | 11.6423 | 0 | -1 | 19.1905 | 0 | -1 | 4.3733 | 0 | -1 | 13.8836 | 0 | -1 | 0.36419 | 0 | -1 | 49.4539 | 0 | -1
6 | 20.2712 | 0 | -1 | 21.9452 | 0 | -1 | 6.0063 | 0 | -1 | 13.529 | 0 | -1 | 0.32213 | 0 | -1 | 62.0738 | 0 | -1 | 20.9212 | 0 | -1 | 21.5866 | 0 | -1 | 6.0063 | 0 | -1 | 13.529 | 0 | -1 | 0.33027 | 0 | -1 | 62.3734 | 0 | -1 | 16.0807 | 0 | -1 | 15.7259 | 0 | -1 | 4.2458 | 0 | -1 | 13.529 | 0 | -1 | 0.32213 | 0 | -1 | 49.9037 | 0 | -1
7 | 25.4607 | 0 | -1 | 19.5754 | 0 | -1 | 5.9629 | 0 | -1 | 13.556 | 0 | -1 | 0.29717 | 0 | -1 | 64.852 | 0 | -1 | 26.3786 | 0 | -1 | 19.476 | 0 | -1 | 5.9629 | 0 | -1 | 13.556 | 0 | -1 | 0.30466 | 0 | -1 | 65.6781 | 0 | -1 | 20.0548 | 0 | -1 | 14.1292 | 0 | -1 | 4.2151 | 0 | -1 | 13.556 | 0 | -1 | 0.29717 | 0 | -1 | 52.2522 | 0 | -1
8 | 22.7497 | 0 | -1 | 21.6481 | 0 | -1 | 6.4104 | 0 | -1 | 14.2112 | 0 | -1 | 0.31386 | 0 | -1 | 65.3332 | 0 | -1 | 23.5244 | 0 | -1 | 21.3023 | 0 | -1 | 6.4104 | 0 | -1 | 14.2112 | 0 | -1 | 0.32178 | 0 | -1 | 65.7701 | 0 | -1 | 18.05 | 0 | -1 | 15.6449 | 0 | -1 | 4.5314 | 0 | -1 | 14.2112 | 0 | -1 | 0.31386 | 0 | -1 | 52.7514 | 0 | -1
9 | 16.9975 | 0 | -1 | 23.2558 | 0 | -1 | 5.5588 | 0 | -1 | 12.8737 | 0 | -1 | 0.2803 | 0 | -1 | 58.9661 | 0 | -1 | 17.4235 | 0 | -1 | 22.5722 | 0 | -1 | 5.5588 | 0 | -1 | 12.8737 | 0 | -1 | 0.28737 | 0 | -1 | 58.7156 | 0 | -1 | 13.41 | 0 | -1 | 16.4807 | 0 | -1 | 3.9295 | 0 | -1 | 12.8737 | 0 | -1 | 0.2803 | 0 | -1 | 46.9743 | 0 | -1
10 | 11.0793 | 0 | -1 | 30.0656 | 0 | -1 | 6.1866 | 0 | -1 | 13.8836 | 0 | -1 | 0.33346 | 0 | -1 | 61.5485 | 0 | -1 | 11.309 | 0 | -1 | 28.5217 | 0 | -1 | 6.1866 | 0 | -1 | 13.8836 | 0 | -1 | 0.34189 | 0 | -1 | 60.2428 | 0 | -1 | 8.9738 | 0 | -1 | 21.7765 | 0 | -1 | 4.3733 | 0 | -1 | 13.8836 | 0 | -1 | 0.33346 | 0 | -1 | 49.3406 | 0 | -1
11 | 7.9068 | 0 | -1 | 34.1329 | 0 | -1 | 5.9317 | 0 | -1 | 13.3622 | 0 | -1 | 0.35011 | 0 | -1 | 61.6837 | 0 | -1 | 8.1373 | 0 | -1 | 32.2869 | 0 | -1 | 5.9317 | 0 | -1 | 13.3622 | 0 | -1 | 0.35897 | 0 | -1 | 60.077 | 0 | -1 | 6.4668 | 0 | -1 | 25.3521 | 0 | -1 | 4.1931 | 0 | -1 | 13.3622 | 0 | -1 | 0.35011 | 0 | -1 | 49.7243 | 0 | -1
12 | 3.4965 | 0 | -1 | 41.9151 | 0 | -1 | 5.8137 | 0 | -1 | 13.3952 | 0 | -1 | 0.37264 | 0 | -1 | 64.9932 | 0 | -1 | 3.6541 | 0 | -1 | 39.7004 | 0 | -1 | 5.8137 | 0 | -1 | 13.3952 | 0 | -1 | 0.38207 | 0 | -1 | 62.9455 | 0 | -1 | 2.9763 | 0 | -1 | 32.0878 | 0 | -1 | 4.1097 | 0 | -1 | 13.3952 | 0 | -1 | 0.37264 | 0 | -1 | 52.9416 | 0 | -1
Annual | 147.9988 | 0 | -1 | 364.1779 | 0 | -1 | 71.6345 | 0 | -1 | 161.9824 | 0 | -1 | 4.2105 | 0 | -1 | 750.0041 | 0 | -1 | 152.6004 | 0 | -1 | 348.9178 | 0 | -1 | 71.6345 | 0 | -1 | 161.9824 | 0 | -1 | 4.317 | 0 | -1 | 739.4521 | 0 | -1 | 118.6279 | 0 | -1 | 269.4873 | 0 | -1 | 50.6381 | 0 | -1 | 161.9824 | 0 | -1 | 4.2105 | 0 | -1 | 604.9462 | 0 | -1

## OutPatient_3089m21
Epoch | Pre1980 | [17 empty] | Post1980 | [17 empty] | New2004
Energy Type | Cooling (kWh/m2) |  |  | Heating (kWh/m2) |  |  | Lights (kWh/m2) |  |  | Equipment (kWh/m2) |  |  | DHW (kWh/m2) |  |  | EUI (kWh/m2) |  |  | Cooling (kWh/m2) |  |  | Heating (kWh/m2) |  |  | Lights (kWh/m2) |  |  | Equipment (kWh/m2) |  |  | DHW (kWh/m2) |  |  | EUI (kWh/m2) |  |  | Cooling (kWh/m2) |  |  | Heating (kWh/m2) |  |  | Lights (kWh/m2) |  |  | Equipment (kWh/m2) |  |  | DHW (kWh/m2) |  |  | EUI (kWh/m2)
Simulation Type | EP | UMI | error | EP | UMI | error | EP | UMI | error | EP | UMI | error | EP | UMI | error | EP | UMI | error | EP | UMI | error | EP | UMI | error | EP | UMI | error | EP | UMI | error | EP | UMI | error | EP | UMI | error | EP | UMI | error | EP | UMI | error | EP | UMI | error | EP | UMI | error | EP | UMI | error | EP | UMI | error
Month
1 | 3.4088 | 0 | -1 | 42.4555 | 0 | -1 | 5.9629 | 0 | -1 | 13.556 | 0 | -1 | 0.40337 | 0 | -1 | 65.7865 | 0 | -1 | 3.5568 | 0 | -1 | 40.264 | 0 | -1 | 5.9629 | 0 | -1 | 13.556 | 0 | -1 | 0.41359 | 0 | -1 | 63.7532 | 0 | -1 | 2.8944 | 0 | -1 | 32.7596 | 0 | -1 | 4.2151 | 0 | -1 | 13.556 | 0 | -1 | 0.40337 | 0 | -1 | 53.8285 | 0 | -1
2 | 3.7719 | 0 | -1 | 36.7459 | 0 | -1 | 5.4219 | 0 | -1 | 12.3193 | 0 | -1 | 0.37228 | 0 | -1 | 58.6312 | 0 | -1 | 3.9195 | 0 | -1 | 34.8764 | 0 | -1 | 5.4219 | 0 | -1 | 12.3193 | 0 | -1 | 0.38172 | 0 | -1 | 56.9188 | 0 | -1 | 3.1935 | 0 | -1 | 28.1147 | 0 | -1 | 3.8327 | 0 | -1 | 12.3193 | 0 | -1 | 0.37228 | 0 | -1 | 47.8324 | 0 | -1
3 | 7.266 | 0 | -1 | 35.2835 | 0 | -1 | 6.2612 | 0 | -1 | 14.0505 | 0 | -1 | 0.42013 | 0 | -1 | 63.2813 | 0 | -1 | 7.5025 | 0 | -1 | 33.361 | 0 | -1 | 6.2612 | 0 | -1 | 14.0505 | 0 | -1 | 0.43078 | 0 | -1 | 61.6059 | 0 | -1 | 6.0704 | 0 | -1 | 26.0293 | 0 | -1 | 4.426 | 0 | -1 | 14.0505 | 0 | -1 | 0.42013 | 0 | -1 | 50.9964 | 0 | -1
4 | 10.8679 | 0 | -1 | 30.2515 | 0 | -1 | 5.9317 | 0 | -1 | 13.3622 | 0 | -1 | 0.38085 | 0 | -1 | 60.7941 | 0 | -1 | 11.2105 | 0 | -1 | 28.9284 | 0 | -1 | 5.9317 | 0 | -1 | 13.3622 | 0 | -1 | 0.3905 | 0 | -1 | 59.8233 | 0 | -1 | 8.8149 | 0 | -1 | 22.196 | 0 | -1 | 4.1931 | 0 | -1 | 13.3622 | 0 | -1 | 0.38085 | 0 | -1 | 48.947 | 0 | -1
5 | 14.7227 | 0 | -1 | 26.9035 | 0 | -1 | 6.1866 | 0 | -1 | 13.8836 | 0 | -1 | 0.36419 | 0 | -1 | 62.0606 | 0 | -1 | 15.0629 | 0 | -1 | 26.0421 | 0 | -1 | 6.1866 | 0 | -1 | 13.8836 | 0 | -1 | 0.3734 | 0 | -1 | 61.5486 | 0 | -1 | 11.6423 | 0 | -1 | 19.1905 | 0 | -1 | 4.3733 | 0 | -1 | 13.8836 | 0 | -1 | 0.36419 | 0 | -1 | 49.4539 | 0 | -1
6 | 20.2712 | 0 | -1 | 21.9452 | 0 | -1 | 6.0063 | 0 | -1 | 13.529 | 0 | -1 | 0.32213 | 0 | -1 | 62.0738 | 0 | -1 | 20.9212 | 0 | -1 | 21.5866 | 0 | -1 | 6.0063 | 0 | -1 | 13.529 | 0 | -1 | 0.33027 | 0 | -1 | 62.3734 | 0 | -1 | 16.0807 | 0 | -1 | 15.7259 | 0 | -1 | 4.2458 | 0 | -1 | 13.529 | 0 | -1 | 0.32213 | 0 | -1 | 49.9037 | 0 | -1
7 | 25.4607 | 0 | -1 | 19.5754 | 0 | -1 | 5.9629 | 0 | -1 | 13.556 | 0 | -1 | 0.29717 | 0 | -1 | 64.852 | 0 | -1 | 26.3786 | 0 | -1 | 19.476 | 0 | -1 | 5.9629 | 0 | -1 | 13.556 | 0 | -1 | 0.30466 | 0 | -1 | 65.6781 | 0 | -1 | 20.0548 | 0 | -1 | 14.1292 | 0 | -1 | 4.2151 | 0 | -1 | 13.556 | 0 | -1 | 0.29717 | 0 | -1 | 52.2522 | 0 | -1
8 | 22.7497 | 0 | -1 | 21.6481 | 0 | -1 | 6.4104 | 0 | -1 | 14.2112 | 0 | -1 | 0.31386 | 0 | -1 | 65.3332 | 0 | -1 | 23.5244 | 0 | -1 | 21.3023 | 0 | -1 | 6.4104 | 0 | -1 | 14.2112 | 0 | -1 | 0.32178 | 0 | -1 | 65.7701 | 0 | -1 | 18.05 | 0 | -1 | 15.6449 | 0 | -1 | 4.5314 | 0 | -1 | 14.2112 | 0 | -1 | 0.31386 | 0 | -1 | 52.7514 | 0 | -1
9 | 16.9975 | 0 | -1 | 23.2558 | 0 | -1 | 5.5588 | 0 | -1 | 12.8737 | 0 | -1 | 0.2803 | 0 | -1 | 58.9661 | 0 | -1 | 17.4235 | 0 | -1 | 22.5722 | 0 | -1 | 5.5588 | 0 | -1 | 12.8737 | 0 | -1 | 0.28737 | 0 | -1 | 58.7156 | 0 | -1 | 13.41 | 0 | -1 | 16.4807 | 0 | -1 | 3.9295 | 0 | -1 | 12.8737 | 0 | -1 | 0.2803 | 0 | -1 | 46.9743 | 0 | -1
10 | 11.0793 | 0 | -1 | 30.0656 | 0 | -1 | 6.1866 | 0 | -1 | 13.8836 | 0 | -1 | 0.33346 | 0 | -1 | 61.5485 | 0 | -1 | 11.309 | 0 | -1 | 28.5217 | 0 | -1 | 6.1866 | 0 | -1 | 13.8836 | 0 | -1 | 0.34189 | 0 | -1 | 60.2428 | 0 | -1 | 8.9738 | 0 | -1 | 21.7765 | 0 | -1 | 4.3733 | 0 | -1 | 13.8836 | 0 | -1 | 0.33346 | 0 | -1 | 49.3406 | 0 | -1
11 | 7.9068 | 0 | -1 | 34.1329 | 0 | -1 | 5.9317 | 0 | -1 | 13.3622 | 0 | -1 | 0.35011 | 0 | -1 | 61.6837 | 0 | -1 | 8.1373 | 0 | -1 | 32.2869 | 0 | -1 | 5.9317 | 0 | -1 | 13.3622 | 0 | -1 | 0.35897 | 0 | -1 | 60.077 | 0 | -1 | 6.4668 | 0 | -1 | 25.3521 | 0 | -1 | 4.1931 | 0 | -1 | 13.3622 | 0 | -1 | 0.35011 | 0 | -1 | 49.7243 | 0 | -1
12 | 3.4965 | 0 | -1 | 41.9151 | 0 | -1 | 5.8137 | 0 | -1 | 13.3952 | 0 | -1 | 0.37264 | 0 | -1 | 64.9932 | 0 | -1 | 3.6541 | 0 | -1 | 39.7004 | 0 | -1 | 5.8137 | 0 | -1 | 13.3952 | 0 | -1 | 0.38207 | 0 | -1 | 62.9455 | 0 | -1 | 2.9763 | 0 | -1 | 32.0878 | 0 | -1 | 4.1097 | 0 | -1 | 13.3952 | 0 | -1 | 0.37264 | 0 | -1 | 52.9416 | 0 | -1
Annual | 147.9988 | 0 | -1 | 364.1779 | 0 | -1 | 71.6345 | 0 | -1 | 161.9824 | 0 | -1 | 4.2105 | 0 | -1 | 750.0041 | 0 | -1 | 152.6004 | 0 | -1 | 348.9178 | 0 | -1 | 71.6345 | 0 | -1 | 161.9824 | 0 | -1 | 4.317 | 0 | -1 | 739.4521 | 0 | -1 | 118.6279 | 0 | -1 | 269.4873 | 0 | -1 | 50.6381 | 0 | -1 | 161.9824 | 0 | -1 | 4.2105 | 0 | -1 | 604.9462 | 0 | -1

## SmallHotel_3953m2
Epoch | Pre1980 | [17 empty] | Post1980 | [17 empty] | New2004
Energy Type | Cooling (kWh/m2) |  |  | Heating (kWh/m2) |  |  | Lights (kWh/m2) |  |  | Equipment (kWh/m2) |  |  | DHW (kWh/m2) |  |  | EUI (kWh/m2) |  |  | Cooling (kWh/m2) |  |  | Heating (kWh/m2) |  |  | Lights (kWh/m2) |  |  | Equipment (kWh/m2) |  |  | DHW (kWh/m2) |  |  | EUI (kWh/m2) |  |  | Cooling (kWh/m2) |  |  | Heating (kWh/m2) |  |  | Lights (kWh/m2) |  |  | Equipment (kWh/m2) |  |  | DHW (kWh/m2) |  |  | EUI (kWh/m2)
Simulation Type | EP | UMI | error | EP | UMI | error | EP | UMI | error | EP | UMI | error | EP | UMI | error | EP | UMI | error | EP | UMI | error | EP | UMI | error | EP | UMI | error | EP | UMI | error | EP | UMI | error | EP | UMI | error | EP | UMI | error | EP | UMI | error | EP | UMI | error | EP | UMI | error | EP | UMI | error | EP | UMI | error
Month
1 | 0.22923 | 0 | -1 | 6.0828 | 0 | -1 | 5.8548 | 0 | -1 | 4.8472 | 0 | -1 | 2.8932 | 0 | -1 | 19.9073 | 0 | -1 | 0.2771 | 0 | -1 | 12.0229 | 0 | -1 | 5.8548 | 0 | -1 | 4.8472 | 0 | -1 | 2.9673 | 0 | -1 | 25.9693 | 0 | -1 | 0.3793 | 0 | -1 | 9.9918 | 0 | -1 | 3.7523 | 0 | -1 | 4.8472 | 0 | -1 | 2.8932 | 0 | -1 | 21.8638 | 0 | -1
2 | 0.24645 | 0 | -1 | 4.0343 | 0 | -1 | 5.2878 | 0 | -1 | 4.3781 | 0 | -1 | 2.6621 | 0 | -1 | 16.6088 | 0 | -1 | 0.34681 | 0 | -1 | 9.1103 | 0 | -1 | 5.2878 | 0 | -1 | 4.3781 | 0 | -1 | 2.7302 | 0 | -1 | 21.8533 | 0 | -1 | 0.44665 | 0 | -1 | 7.6463 | 0 | -1 | 3.3889 | 0 | -1 | 4.3781 | 0 | -1 | 2.662 | 0 | -1 | 18.5221 | 0 | -1
3 | 0.56946 | 0 | -1 | 1.1375 | 0 | -1 | 5.8321 | 0 | -1 | 4.846 | 0 | -1 | 2.8899 | 0 | -1 | 15.2749 | 0 | -1 | 0.96335 | 0 | -1 | 5.254 | 0 | -1 | 5.8321 | 0 | -1 | 4.846 | 0 | -1 | 2.9639 | 0 | -1 | 19.8593 | 0 | -1 | 1.017 | 0 | -1 | 4.6218 | 0 | -1 | 3.7392 | 0 | -1 | 4.846 | 0 | -1 | 2.8898 | 0 | -1 | 17.1138 | 0 | -1
4 | 1.5207 | 0 | -1 | 0.44366 | 0 | -1 | 5.6696 | 0 | -1 | 4.691 | 0 | -1 | 2.6394 | 0 | -1 | 14.9644 | 0 | -1 | 2.2682 | 0 | -1 | 2.9935 | 0 | -1 | 5.6696 | 0 | -1 | 4.691 | 0 | -1 | 2.707 | 0 | -1 | 18.3293 | 0 | -1 | 1.9687 | 0 | -1 | 2.6961 | 0 | -1 | 3.6333 | 0 | -1 | 4.691 | 0 | -1 | 2.6393 | 0 | -1 | 15.6285 | 0 | -1
5 | 2.5189 | 0 | -1 | 0.0042611 | 0 | -1 | 5.8435 | 0 | -1 | 4.8466 | 0 | -1 | 2.5089 | 0 | -1 | 15.7222 | 0 | -1 | 3.6103 | 0 | -1 | 1.1195 | 0 | -1 | 5.8435 | 0 | -1 | 4.8466 | 0 | -1 | 2.5731 | 0 | -1 | 17.993 | 0 | -1 | 2.9989 | 0 | -1 | 1.0646 | 0 | -1 | 3.7458 | 0 | -1 | 4.8466 | 0 | -1 | 2.5088 | 0 | -1 | 15.1646 | 0 | -1
6 | 4.1816 | 0 | -1 | 0 | 0 |  | 5.6469 | 0 | -1 | 4.6898 | 0 | -1 | 2.2169 | 0 | -1 | 16.7353 | 0 | -1 | 5.5179 | 0 | -1 | 0.18141 | 0 | -1 | 5.6469 | 0 | -1 | 4.6898 | 0 | -1 | 2.2737 | 0 | -1 | 18.3097 | 0 | -1 | 4.4274 | 0 | -1 | 0.17525 | 0 | -1 | 3.6203 | 0 | -1 | 4.6898 | 0 | -1 | 2.2168 | 0 | -1 | 15.1296 | 0 | -1
7 | 5.9022 | 0 | -1 | 0 | 0 |  | 5.8661 | 0 | -1 | 4.8478 | 0 | -1 | 2.1297 | 0 | -1 | 18.7458 | 0 | -1 | 7.4467 | 0 | -1 | 0.018022 | 0 | -1 | 5.8661 | 0 | -1 | 4.8478 | 0 | -1 | 2.1842 | 0 | -1 | 20.3629 | 0 | -1 | 5.8781 | 0 | -1 | 0.018758 | 0 | -1 | 3.7588 | 0 | -1 | 4.8478 | 0 | -1 | 2.1296 | 0 | -1 | 16.6331 | 0 | -1
8 | 4.8637 | 0 | -1 | 0 | 0 |  | 5.8321 | 0 | -1 | 4.846 | 0 | -1 | 2.0758 | 0 | -1 | 17.6175 | 0 | -1 | 6.3029 | 0 | -1 | 0.057384 | 0 | -1 | 5.8321 | 0 | -1 | 4.846 | 0 | -1 | 2.1289 | 0 | -1 | 19.1674 | 0 | -1 | 5.0038 | 0 | -1 | 0.056928 | 0 | -1 | 3.7392 | 0 | -1 | 4.846 | 0 | -1 | 2.0757 | 0 | -1 | 15.7217 | 0 | -1
9 | 3.391 | 0 | -1 | 0 | 0 |  | 5.6696 | 0 | -1 | 4.691 | 0 | -1 | 2.0649 | 0 | -1 | 15.8165 | 0 | -1 | 4.616 | 0 | -1 | 0.38536 | 0 | -1 | 5.6696 | 0 | -1 | 4.691 | 0 | -1 | 2.1178 | 0 | -1 | 17.4798 | 0 | -1 | 3.6969 | 0 | -1 | 0.37018 | 0 | -1 | 3.6333 | 0 | -1 | 4.691 | 0 | -1 | 2.0648 | 0 | -1 | 14.4563 | 0 | -1
10 | 1.5746 | 0 | -1 | 0.068952 | 0 | -1 | 5.8548 | 0 | -1 | 4.8472 | 0 | -1 | 2.2982 | 0 | -1 | 14.6438 | 0 | -1 | 2.4987 | 0 | -1 | 1.9627 | 0 | -1 | 5.8548 | 0 | -1 | 4.8472 | 0 | -1 | 2.357 | 0 | -1 | 17.5205 | 0 | -1 | 2.1178 | 0 | -1 | 1.8418 | 0 | -1 | 3.7523 | 0 | -1 | 4.8472 | 0 | -1 | 2.2981 | 0 | -1 | 14.8573 | 0 | -1
11 | 0.86689 | 0 | -1 | 1.8009 | 0 | -1 | 5.6583 | 0 | -1 | 4.6905 | 0 | -1 | 2.4382 | 0 | -1 | 15.4547 | 0 | -1 | 1.3948 | 0 | -1 | 5.3115 | 0 | -1 | 5.6583 | 0 | -1 | 4.6905 | 0 | -1 | 2.5006 | 0 | -1 | 19.5557 | 0 | -1 | 1.2591 | 0 | -1 | 4.6196 | 0 | -1 | 3.6269 | 0 | -1 | 4.6905 | 0 | -1 | 2.4382 | 0 | -1 | 16.6342 | 0 | -1
12 | 0.2216 | 0 | -1 | 5.0598 | 0 | -1 | 5.8661 | 0 | -1 | 4.8478 | 0 | -1 | 2.7341 | 0 | -1 | 18.7295 | 0 | -1 | 0.2514 | 0 | -1 | 10.9182 | 0 | -1 | 5.8661 | 0 | -1 | 4.8478 | 0 | -1 | 2.8041 | 0 | -1 | 24.6877 | 0 | -1 | 0.36699 | 0 | -1 | 9.2117 | 0 | -1 | 3.7588 | 0 | -1 | 4.8478 | 0 | -1 | 2.7341 | 0 | -1 | 20.9194 | 0 | -1
Annual | 26.0863 | 0 | -1 | 18.6321 | 0 | -1 | 68.8818 | 0 | -1 | 57.0692 | 0 | -1 | 29.5514 | 0 | -1 | 200.2208 | 0 | -1 | 35.4942 | 0 | -1 | 49.3348 | 0 | -1 | 68.8818 | 0 | -1 | 57.0692 | 0 | -1 | 30.3079 | 0 | -1 | 241.0879 | 0 | -1 | 29.5608 | 0 | -1 | 42.3148 | 0 | -1 | 44.1491 | 0 | -1 | 57.0692 | 0 | -1 | 29.5504 | 0 | -1 | 202.6445 | 0 | -1

## SmallHotel_3953m21
Epoch | Pre1980 | [17 empty] | Post1980 | [17 empty] | New2004
Energy Type | Cooling (kWh/m2) |  |  | Heating (kWh/m2) |  |  | Lights (kWh/m2) |  |  | Equipment (kWh/m2) |  |  | DHW (kWh/m2) |  |  | EUI (kWh/m2) |  |  | Cooling (kWh/m2) |  |  | Heating (kWh/m2) |  |  | Lights (kWh/m2) |  |  | Equipment (kWh/m2) |  |  | DHW (kWh/m2) |  |  | EUI (kWh/m2) |  |  | Cooling (kWh/m2) |  |  | Heating (kWh/m2) |  |  | Lights (kWh/m2) |  |  | Equipment (kWh/m2) |  |  | DHW (kWh/m2) |  |  | EUI (kWh/m2)
Simulation Type | EP | UMI | error | EP | UMI | error | EP | UMI | error | EP | UMI | error | EP | UMI | error | EP | UMI | error | EP | UMI | error | EP | UMI | error | EP | UMI | error | EP | UMI | error | EP | UMI | error | EP | UMI | error | EP | UMI | error | EP | UMI | error | EP | UMI | error | EP | UMI | error | EP | UMI | error | EP | UMI | error
Month
1 | 0.22923 | 0 | -1 | 6.0828 | 0 | -1 | 5.8548 | 0 | -1 | 4.8472 | 0 | -1 | 2.8932 | 0 | -1 | 19.9073 | 0 | -1 | 0.2771 | 0 | -1 | 12.0229 | 0 | -1 | 5.8548 | 0 | -1 | 4.8472 | 0 | -1 | 2.9673 | 0 | -1 | 25.9693 | 0 | -1 | 0.3793 | 0 | -1 | 9.9918 | 0 | -1 | 3.7523 | 0 | -1 | 4.8472 | 0 | -1 | 2.8932 | 0 | -1 | 21.8638 | 0 | -1
2 | 0.24645 | 0 | -1 | 4.0343 | 0 | -1 | 5.2878 | 0 | -1 | 4.3781 | 0 | -1 | 2.6621 | 0 | -1 | 16.6088 | 0 | -1 | 0.34681 | 0 | -1 | 9.1103 | 0 | -1 | 5.2878 | 0 | -1 | 4.3781 | 0 | -1 | 2.7302 | 0 | -1 | 21.8533 | 0 | -1 | 0.44665 | 0 | -1 | 7.6463 | 0 | -1 | 3.3889 | 0 | -1 | 4.3781 | 0 | -1 | 2.662 | 0 | -1 | 18.5221 | 0 | -1
3 | 0.56946 | 0 | -1 | 1.1375 | 0 | -1 | 5.8321 | 0 | -1 | 4.846 | 0 | -1 | 2.8899 | 0 | -1 | 15.2749 | 0 | -1 | 0.96335 | 0 | -1 | 5.254 | 0 | -1 | 5.8321 | 0 | -1 | 4.846 | 0 | -1 | 2.9639 | 0 | -1 | 19.8593 | 0 | -1 | 1.017 | 0 | -1 | 4.6218 | 0 | -1 | 3.7392 | 0 | -1 | 4.846 | 0 | -1 | 2.8898 | 0 | -1 | 17.1138 | 0 | -1
4 | 1.5207 | 0 | -1 | 0.44366 | 0 | -1 | 5.6696 | 0 | -1 | 4.691 | 0 | -1 | 2.6394 | 0 | -1 | 14.9644 | 0 | -1 | 2.2682 | 0 | -1 | 2.9935 | 0 | -1 | 5.6696 | 0 | -1 | 4.691 | 0 | -1 | 2.707 | 0 | -1 | 18.3293 | 0 | -1 | 1.9687 | 0 | -1 | 2.6961 | 0 | -1 | 3.6333 | 0 | -1 | 4.691 | 0 | -1 | 2.6393 | 0 | -1 | 15.6285 | 0 | -1
5 | 2.5189 | 0 | -1 | 0.0042611 | 0 | -1 | 5.8435 | 0 | -1 | 4.8466 | 0 | -1 | 2.5089 | 0 | -1 | 15.7222 | 0 | -1 | 3.6103 | 0 | -1 | 1.1195 | 0 | -1 | 5.8435 | 0 | -1 | 4.8466 | 0 | -1 | 2.5731 | 0 | -1 | 17.993 | 0 | -1 | 2.9989 | 0 | -1 | 1.0646 | 0 | -1 | 3.7458 | 0 | -1 | 4.8466 | 0 | -1 | 2.5088 | 0 | -1 | 15.1646 | 0 | -1
6 | 4.1816 | 0 | -1 | 0 | 0 |  | 5.6469 | 0 | -1 | 4.6898 | 0 | -1 | 2.2169 | 0 | -1 | 16.7353 | 0 | -1 | 5.5179 | 0 | -1 | 0.18141 | 0 | -1 | 5.6469 | 0 | -1 | 4.6898 | 0 | -1 | 2.2737 | 0 | -1 | 18.3097 | 0 | -1 | 4.4274 | 0 | -1 | 0.17525 | 0 | -1 | 3.6203 | 0 | -1 | 4.6898 | 0 | -1 | 2.2168 | 0 | -1 | 15.1296 | 0 | -1
7 | 5.9022 | 0 | -1 | 0 | 0 |  | 5.8661 | 0 | -1 | 4.8478 | 0 | -1 | 2.1297 | 0 | -1 | 18.7458 | 0 | -1 | 7.4467 | 0 | -1 | 0.018022 | 0 | -1 | 5.8661 | 0 | -1 | 4.8478 | 0 | -1 | 2.1842 | 0 | -1 | 20.3629 | 0 | -1 | 5.8781 | 0 | -1 | 0.018758 | 0 | -1 | 3.7588 | 0 | -1 | 4.8478 | 0 | -1 | 2.1296 | 0 | -1 | 16.6331 | 0 | -1
8 | 4.8637 | 0 | -1 | 0 | 0 |  | 5.8321 | 0 | -1 | 4.846 | 0 | -1 | 2.0758 | 0 | -1 | 17.6175 | 0 | -1 | 6.3029 | 0 | -1 | 0.057384 | 0 | -1 | 5.8321 | 0 | -1 | 4.846 | 0 | -1 | 2.1289 | 0 | -1 | 19.1674 | 0 | -1 | 5.0038 | 0 | -1 | 0.056928 | 0 | -1 | 3.7392 | 0 | -1 | 4.846 | 0 | -1 | 2.0757 | 0 | -1 | 15.7217 | 0 | -1
9 | 3.391 | 0 | -1 | 0 | 0 |  | 5.6696 | 0 | -1 | 4.691 | 0 | -1 | 2.0649 | 0 | -1 | 15.8165 | 0 | -1 | 4.616 | 0 | -1 | 0.38536 | 0 | -1 | 5.6696 | 0 | -1 | 4.691 | 0 | -1 | 2.1178 | 0 | -1 | 17.4798 | 0 | -1 | 3.6969 | 0 | -1 | 0.37018 | 0 | -1 | 3.6333 | 0 | -1 | 4.691 | 0 | -1 | 2.0648 | 0 | -1 | 14.4563 | 0 | -1
10 | 1.5746 | 0 | -1 | 0.068952 | 0 | -1 | 5.8548 | 0 | -1 | 4.8472 | 0 | -1 | 2.2982 | 0 | -1 | 14.6438 | 0 | -1 | 2.4987 | 0 | -1 | 1.9627 | 0 | -1 | 5.8548 | 0 | -1 | 4.8472 | 0 | -1 | 2.357 | 0 | -1 | 17.5205 | 0 | -1 | 2.1178 | 0 | -1 | 1.8418 | 0 | -1 | 3.7523 | 0 | -1 | 4.8472 | 0 | -1 | 2.2981 | 0 | -1 | 14.8573 | 0 | -1
11 | 0.86689 | 0 | -1 | 1.8009 | 0 | -1 | 5.6583 | 0 | -1 | 4.6905 | 0 | -1 | 2.4382 | 0 | -1 | 15.4547 | 0 | -1 | 1.3948 | 0 | -1 | 5.3115 | 0 | -1 | 5.6583 | 0 | -1 | 4.6905 | 0 | -1 | 2.5006 | 0 | -1 | 19.5557 | 0 | -1 | 1.2591 | 0 | -1 | 4.6196 | 0 | -1 | 3.6269 | 0 | -1 | 4.6905 | 0 | -1 | 2.4382 | 0 | -1 | 16.6342 | 0 | -1
12 | 0.2216 | 0 | -1 | 5.0598 | 0 | -1 | 5.8661 | 0 | -1 | 4.8478 | 0 | -1 | 2.7341 | 0 | -1 | 18.7295 | 0 | -1 | 0.2514 | 0 | -1 | 10.9182 | 0 | -1 | 5.8661 | 0 | -1 | 4.8478 | 0 | -1 | 2.8041 | 0 | -1 | 24.6877 | 0 | -1 | 0.36699 | 0 | -1 | 9.2117 | 0 | -1 | 3.7588 | 0 | -1 | 4.8478 | 0 | -1 | 2.7341 | 0 | -1 | 20.9194 | 0 | -1
Annual | 26.0863 | 0 | -1 | 18.6321 | 0 | -1 | 68.8818 | 0 | -1 | 57.0692 | 0 | -1 | 29.5514 | 0 | -1 | 200.2208 | 0 | -1 | 35.4942 | 0 | -1 | 49.3348 | 0 | -1 | 68.8818 | 0 | -1 | 57.0692 | 0 | -1 | 30.3079 | 0 | -1 | 241.0879 | 0 | -1 | 29.5608 | 0 | -1 | 42.3148 | 0 | -1 | 44.1491 | 0 | -1 | 57.0692 | 0 | -1 | 29.5504 | 0 | -1 | 202.6445 | 0 | -1

## LargeHotel_11345m2
Epoch | Pre1980 | [17 empty] | Post1980 | [17 empty] | New2004
Energy Type | Cooling (kWh/m2) |  |  | Heating (kWh/m2) |  |  | Lights (kWh/m2) |  |  | Equipment (kWh/m2) |  |  | DHW (kWh/m2) |  |  | EUI (kWh/m2) |  |  | Cooling (kWh/m2) |  |  | Heating (kWh/m2) |  |  | Lights (kWh/m2) |  |  | Equipment (kWh/m2) |  |  | DHW (kWh/m2) |  |  | EUI (kWh/m2) |  |  | Cooling (kWh/m2) |  |  | Heating (kWh/m2) |  |  | Lights (kWh/m2) |  |  | Equipment (kWh/m2) |  |  | DHW (kWh/m2) |  |  | EUI (kWh/m2)
Simulation Type | EP | UMI | error | EP | UMI | error | EP | UMI | error | EP | UMI | error | EP | UMI | error | EP | UMI | error | EP | UMI | error | EP | UMI | error | EP | UMI | error | EP | UMI | error | EP | UMI | error | EP | UMI | error | EP | UMI | error | EP | UMI | error | EP | UMI | error | EP | UMI | error | EP | UMI | error | EP | UMI | error
Month
1 | 1.0094 | 0 | -1 | 27.8404 | 0 | -1 | 4.7071 | 0 | -1 | 4.1871 | 0 | -1 | 17.6747 | 0 | -1 | 55.4187 | 0 | -1 | 1.1036 | 0 | -1 | 31.3622 | 0 | -1 | 4.7071 | 0 | -1 | 4.1876 | 0 | -1 | 18.1278 | 0 | -1 | 59.4884 | 0 | -1 | 0.78342 | 0 | -1 | 25.9353 | 0 | -1 | 3.024 | 0 | -1 | 4.1879 | 0 | -1 | 17.6746 | 0 | -1 | 51.6052 | 0 | -1
2 | 1.1927 | 0 | -1 | 22.0231 | 0 | -1 | 4.2505 | 0 | -1 | 3.7827 | 0 | -1 | 16.2956 | 0 | -1 | 47.5447 | 0 | -1 | 1.2262 | 0 | -1 | 25.0566 | 0 | -1 | 4.2505 | 0 | -1 | 3.783 | 0 | -1 | 16.7135 | 0 | -1 | 51.0299 | 0 | -1 | 0.84832 | 0 | -1 | 20.7749 | 0 | -1 | 2.7307 | 0 | -1 | 3.7833 | 0 | -1 | 16.2957 | 0 | -1 | 44.4328 | 0 | -1
3 | 2.3067 | 0 | -1 | 14.8594 | 0 | -1 | 4.696 | 0 | -1 | 4.1922 | 0 | -1 | 17.653 | 0 | -1 | 43.7074 | 0 | -1 | 2.1395 | 0 | -1 | 17.5473 | 0 | -1 | 4.696 | 0 | -1 | 4.1919 | 0 | -1 | 18.1056 | 0 | -1 | 46.6802 | 0 | -1 | 1.4296 | 0 | -1 | 14.7071 | 0 | -1 | 3.0175 | 0 | -1 | 4.1922 | 0 | -1 | 17.653 | 0 | -1 | 40.9993 | 0 | -1
4 | 4.4222 | 0 | -1 | 8.669 | 0 | -1 | 4.5545 | 0 | -1 | 4.0637 | 0 | -1 | 15.976 | 0 | -1 | 37.6855 | 0 | -1 | 4.054 | 0 | -1 | 10.5504 | 0 | -1 | 4.5545 | 0 | -1 | 4.0634 | 0 | -1 | 16.3856 | 0 | -1 | 39.6079 | 0 | -1 | 2.4671 | 0 | -1 | 8.8862 | 0 | -1 | 2.9258 | 0 | -1 | 4.0636 | 0 | -1 | 15.976 | 0 | -1 | 34.3188 | 0 | -1
5 | 6.6417 | 0 | -1 | 2.8401 | 0 | -1 | 4.7016 | 0 | -1 | 4.2061 | 0 | -1 | 14.9974 | 0 | -1 | 33.387 | 0 | -1 | 5.924 | 0 | -1 | 4.1266 | 0 | -1 | 4.7016 | 0 | -1 | 4.2058 | 0 | -1 | 15.3819 | 0 | -1 | 34.3399 | 0 | -1 | 3.6303 | 0 | -1 | 3.4298 | 0 | -1 | 3.0207 | 0 | -1 | 4.206 | 0 | -1 | 14.9974 | 0 | -1 | 29.2843 | 0 | -1
6 | 10.2327 | 0 | -1 | 0.44553 | 0 | -1 | 4.5457 | 0 | -1 | 4.0785 | 0 | -1 | 13.0445 | 0 | -1 | 32.3469 | 0 | -1 | 9.5906 | 0 | -1 | 0.97691 | 0 | -1 | 4.5457 | 0 | -1 | 4.0786 | 0 | -1 | 13.379 | 0 | -1 | 32.5707 | 0 | -1 | 5.3749 | 0 | -1 | 0.74929 | 0 | -1 | 2.9208 | 0 | -1 | 4.0788 | 0 | -1 | 13.0445 | 0 | -1 | 26.1683 | 0 | -1
7 | 14.4854 | 0 | -1 | 0.18276 | 0 | -1 | 4.7104 | 0 | -1 | 4.2187 | 0 | -1 | 12.3446 | 0 | -1 | 35.942 | 0 | -1 | 14.2103 | 0 | -1 | 0.49432 | 0 | -1 | 4.7104 | 0 | -1 | 4.2191 | 0 | -1 | 12.6611 | 0 | -1 | 36.2953 | 0 | -1 | 7.4347 | 0 | -1 | 0.39387 | 0 | -1 | 3.0258 | 0 | -1 | 4.2191 | 0 | -1 | 12.3446 | 0 | -1 | 27.4181 | 0 | -1
8 | 12.0013 | 0 | -1 | 0.26522 | 0 | -1 | 4.696 | 0 | -1 | 4.2158 | 0 | -1 | 11.9715 | 0 | -1 | 33.1498 | 0 | -1 | 11.4093 | 0 | -1 | 0.6081 | 0 | -1 | 4.696 | 0 | -1 | 4.216 | 0 | -1 | 12.2785 | 0 | -1 | 33.2079 | 0 | -1 | 6.2247 | 0 | -1 | 0.47646 | 0 | -1 | 3.0175 | 0 | -1 | 4.2161 | 0 | -1 | 11.9715 | 0 | -1 | 25.9063 | 0 | -1
9 | 8.4291 | 0 | -1 | 0.92766 | 0 | -1 | 4.5545 | 0 | -1 | 4.0746 | 0 | -1 | 11.9839 | 0 | -1 | 29.9698 | 0 | -1 | 7.6375 | 0 | -1 | 1.6481 | 0 | -1 | 4.5545 | 0 | -1 | 4.0744 | 0 | -1 | 12.2912 | 0 | -1 | 30.2058 | 0 | -1 | 4.4927 | 0 | -1 | 1.3003 | 0 | -1 | 2.9258 | 0 | -1 | 4.0746 | 0 | -1 | 11.9839 | 0 | -1 | 24.7774 | 0 | -1
10 | 4.5064 | 0 | -1 | 5.4652 | 0 | -1 | 4.7071 | 0 | -1 | 4.2004 | 0 | -1 | 13.5212 | 0 | -1 | 32.4003 | 0 | -1 | 3.9132 | 0 | -1 | 7.2445 | 0 | -1 | 4.7071 | 0 | -1 | 4.1999 | 0 | -1 | 13.8678 | 0 | -1 | 33.9325 | 0 | -1 | 2.5783 | 0 | -1 | 6.0896 | 0 | -1 | 3.024 | 0 | -1 | 4.2001 | 0 | -1 | 13.5212 | 0 | -1 | 29.4131 | 0 | -1
11 | 2.9343 | 0 | -1 | 14.0754 | 0 | -1 | 4.5534 | 0 | -1 | 4.0597 | 0 | -1 | 14.5737 | 0 | -1 | 40.1965 | 0 | -1 | 2.6144 | 0 | -1 | 16.3779 | 0 | -1 | 4.5534 | 0 | -1 | 4.0596 | 0 | -1 | 14.9473 | 0 | -1 | 42.5526 | 0 | -1 | 1.7296 | 0 | -1 | 13.6624 | 0 | -1 | 2.9255 | 0 | -1 | 4.0599 | 0 | -1 | 14.5736 | 0 | -1 | 36.9509 | 0 | -1
12 | 1.0316 | 0 | -1 | 26.4744 | 0 | -1 | 4.7104 | 0 | -1 | 4.187 | 0 | -1 | 16.5555 | 0 | -1 | 52.959 | 0 | -1 | 1.1436 | 0 | -1 | 29.9705 | 0 | -1 | 4.7104 | 0 | -1 | 4.1874 | 0 | -1 | 16.9799 | 0 | -1 | 56.9919 | 0 | -1 | 0.79811 | 0 | -1 | 24.892 | 0 | -1 | 3.0258 | 0 | -1 | 4.1877 | 0 | -1 | 16.5555 | 0 | -1 | 49.459 | 0 | -1
Annual | 69.1936 | 0 | -1 | 124.0682 | 0 | -1 | 55.3874 | 0 | -1 | 49.4666 | 0 | -1 | 176.5918 | 0 | -1 | 474.7076 | 0 | -1 | 64.9661 | 0 | -1 | 145.9635 | 0 | -1 | 55.3874 | 0 | -1 | 49.4668 | 0 | -1 | 181.1192 | 0 | -1 | 496.903 | 0 | -1 | 37.7917 | 0 | -1 | 121.2971 | 0 | -1 | 35.5839 | 0 | -1 | 49.4692 | 0 | -1 | 176.5915 | 0 | -1 | 420.7336 | 0 | -1

## LargeHotel_11345m21
Epoch | Pre1980 | [17 empty] | Post1980 | [17 empty] | New2004
Energy Type | Cooling (kWh/m2) |  |  | Heating (kWh/m2) |  |  | Lights (kWh/m2) |  |  | Equipment (kWh/m2) |  |  | DHW (kWh/m2) |  |  | EUI (kWh/m2) |  |  | Cooling (kWh/m2) |  |  | Heating (kWh/m2) |  |  | Lights (kWh/m2) |  |  | Equipment (kWh/m2) |  |  | DHW (kWh/m2) |  |  | EUI (kWh/m2) |  |  | Cooling (kWh/m2) |  |  | Heating (kWh/m2) |  |  | Lights (kWh/m2) |  |  | Equipment (kWh/m2) |  |  | DHW (kWh/m2) |  |  | EUI (kWh/m2)
Simulation Type | EP | UMI | error | EP | UMI | error | EP | UMI | error | EP | UMI | error | EP | UMI | error | EP | UMI | error | EP | UMI | error | EP | UMI | error | EP | UMI | error | EP | UMI | error | EP | UMI | error | EP | UMI | error | EP | UMI | error | EP | UMI | error | EP | UMI | error | EP | UMI | error | EP | UMI | error | EP | UMI | error
Month
1 | 1.0094 | 0 | -1 | 27.8404 | 0 | -1 | 4.7071 | 0 | -1 | 4.1871 | 0 | -1 | 17.6747 | 0 | -1 | 55.4187 | 0 | -1 | 1.1036 | 0 | -1 | 31.3622 | 0 | -1 | 4.7071 | 0 | -1 | 4.1876 | 0 | -1 | 18.1278 | 0 | -1 | 59.4884 | 0 | -1 | 0.78342 | 0 | -1 | 25.9353 | 0 | -1 | 3.024 | 0 | -1 | 4.1879 | 0 | -1 | 17.6746 | 0 | -1 | 51.6052 | 0 | -1
2 | 1.1927 | 0 | -1 | 22.0231 | 0 | -1 | 4.2505 | 0 | -1 | 3.7827 | 0 | -1 | 16.2956 | 0 | -1 | 47.5447 | 0 | -1 | 1.2262 | 0 | -1 | 25.0566 | 0 | -1 | 4.2505 | 0 | -1 | 3.783 | 0 | -1 | 16.7135 | 0 | -1 | 51.0299 | 0 | -1 | 0.84832 | 0 | -1 | 20.7749 | 0 | -1 | 2.7307 | 0 | -1 | 3.7833 | 0 | -1 | 16.2957 | 0 | -1 | 44.4328 | 0 | -1
3 | 2.3067 | 0 | -1 | 14.8594 | 0 | -1 | 4.696 | 0 | -1 | 4.1922 | 0 | -1 | 17.653 | 0 | -1 | 43.7074 | 0 | -1 | 2.1395 | 0 | -1 | 17.5473 | 0 | -1 | 4.696 | 0 | -1 | 4.1919 | 0 | -1 | 18.1056 | 0 | -1 | 46.6802 | 0 | -1 | 1.4296 | 0 | -1 | 14.7071 | 0 | -1 | 3.0175 | 0 | -1 | 4.1922 | 0 | -1 | 17.653 | 0 | -1 | 40.9993 | 0 | -1
4 | 4.4222 | 0 | -1 | 8.669 | 0 | -1 | 4.5545 | 0 | -1 | 4.0637 | 0 | -1 | 15.976 | 0 | -1 | 37.6855 | 0 | -1 | 4.054 | 0 | -1 | 10.5504 | 0 | -1 | 4.5545 | 0 | -1 | 4.0634 | 0 | -1 | 16.3856 | 0 | -1 | 39.6079 | 0 | -1 | 2.4671 | 0 | -1 | 8.8862 | 0 | -1 | 2.9258 | 0 | -1 | 4.0636 | 0 | -1 | 15.976 | 0 | -1 | 34.3188 | 0 | -1
5 | 6.6417 | 0 | -1 | 2.8401 | 0 | -1 | 4.7016 | 0 | -1 | 4.2061 | 0 | -1 | 14.9974 | 0 | -1 | 33.387 | 0 | -1 | 5.924 | 0 | -1 | 4.1266 | 0 | -1 | 4.7016 | 0 | -1 | 4.2058 | 0 | -1 | 15.3819 | 0 | -1 | 34.3399 | 0 | -1 | 3.6303 | 0 | -1 | 3.4298 | 0 | -1 | 3.0207 | 0 | -1 | 4.206 | 0 | -1 | 14.9974 | 0 | -1 | 29.2843 | 0 | -1
6 | 10.2327 | 0 | -1 | 0.44553 | 0 | -1 | 4.5457 | 0 | -1 | 4.0785 | 0 | -1 | 13.0445 | 0 | -1 | 32.3469 | 0 | -1 | 9.5906 | 0 | -1 | 0.97691 | 0 | -1 | 4.5457 | 0 | -1 | 4.0786 | 0 | -1 | 13.379 | 0 | -1 | 32.5707 | 0 | -1 | 5.3749 | 0 | -1 | 0.74929 | 0 | -1 | 2.9208 | 0 | -1 | 4.0788 | 0 | -1 | 13.0445 | 0 | -1 | 26.1683 | 0 | -1
7 | 14.4854 | 0 | -1 | 0.18276 | 0 | -1 | 4.7104 | 0 | -1 | 4.2187 | 0 | -1 | 12.3446 | 0 | -1 | 35.942 | 0 | -1 | 14.2103 | 0 | -1 | 0.49432 | 0 | -1 | 4.7104 | 0 | -1 | 4.2191 | 0 | -1 | 12.6611 | 0 | -1 | 36.2953 | 0 | -1 | 7.4347 | 0 | -1 | 0.39387 | 0 | -1 | 3.0258 | 0 | -1 | 4.2191 | 0 | -1 | 12.3446 | 0 | -1 | 27.4181 | 0 | -1
8 | 12.0013 | 0 | -1 | 0.26522 | 0 | -1 | 4.696 | 0 | -1 | 4.2158 | 0 | -1 | 11.9715 | 0 | -1 | 33.1498 | 0 | -1 | 11.4093 | 0 | -1 | 0.6081 | 0 | -1 | 4.696 | 0 | -1 | 4.216 | 0 | -1 | 12.2785 | 0 | -1 | 33.2079 | 0 | -1 | 6.2247 | 0 | -1 | 0.47646 | 0 | -1 | 3.0175 | 0 | -1 | 4.2161 | 0 | -1 | 11.9715 | 0 | -1 | 25.9063 | 0 | -1
9 | 8.4291 | 0 | -1 | 0.92766 | 0 | -1 | 4.5545 | 0 | -1 | 4.0746 | 0 | -1 | 11.9839 | 0 | -1 | 29.9698 | 0 | -1 | 7.6375 | 0 | -1 | 1.6481 | 0 | -1 | 4.5545 | 0 | -1 | 4.0744 | 0 | -1 | 12.2912 | 0 | -1 | 30.2058 | 0 | -1 | 4.4927 | 0 | -1 | 1.3003 | 0 | -1 | 2.9258 | 0 | -1 | 4.0746 | 0 | -1 | 11.9839 | 0 | -1 | 24.7774 | 0 | -1
10 | 4.5064 | 0 | -1 | 5.4652 | 0 | -1 | 4.7071 | 0 | -1 | 4.2004 | 0 | -1 | 13.5212 | 0 | -1 | 32.4003 | 0 | -1 | 3.9132 | 0 | -1 | 7.2445 | 0 | -1 | 4.7071 | 0 | -1 | 4.1999 | 0 | -1 | 13.8678 | 0 | -1 | 33.9325 | 0 | -1 | 2.5783 | 0 | -1 | 6.0896 | 0 | -1 | 3.024 | 0 | -1 | 4.2001 | 0 | -1 | 13.5212 | 0 | -1 | 29.4131 | 0 | -1
11 | 2.9343 | 0 | -1 | 14.0754 | 0 | -1 | 4.5534 | 0 | -1 | 4.0597 | 0 | -1 | 14.5737 | 0 | -1 | 40.1965 | 0 | -1 | 2.6144 | 0 | -1 | 16.3779 | 0 | -1 | 4.5534 | 0 | -1 | 4.0596 | 0 | -1 | 14.9473 | 0 | -1 | 42.5526 | 0 | -1 | 1.7296 | 0 | -1 | 13.6624 | 0 | -1 | 2.9255 | 0 | -1 | 4.0599 | 0 | -1 | 14.5736 | 0 | -1 | 36.9509 | 0 | -1
12 | 1.0316 | 0 | -1 | 26.4744 | 0 | -1 | 4.7104 | 0 | -1 | 4.187 | 0 | -1 | 16.5555 | 0 | -1 | 52.959 | 0 | -1 | 1.1436 | 0 | -1 | 29.9705 | 0 | -1 | 4.7104 | 0 | -1 | 4.1874 | 0 | -1 | 16.9799 | 0 | -1 | 56.9919 | 0 | -1 | 0.79811 | 0 | -1 | 24.892 | 0 | -1 | 3.0258 | 0 | -1 | 4.1877 | 0 | -1 | 16.5555 | 0 | -1 | 49.459 | 0 | -1
Annual | 69.1936 | 0 | -1 | 124.0682 | 0 | -1 | 55.3874 | 0 | -1 | 49.4666 | 0 | -1 | 176.5918 | 0 | -1 | 474.7076 | 0 | -1 | 64.9661 | 0 | -1 | 145.9635 | 0 | -1 | 55.3874 | 0 | -1 | 49.4668 | 0 | -1 | 181.1192 | 0 | -1 | 496.903 | 0 | -1 | 37.7917 | 0 | -1 | 121.2971 | 0 | -1 | 35.5839 | 0 | -1 | 49.4692 | 0 | -1 | 176.5915 | 0 | -1 | 420.7336 | 0 | -1

## MidriseApartment_3135m2
Epoch | Pre1980 | [17 empty] | Post1980 | [17 empty] | New2004
Energy Type | Cooling (kWh/m2) |  |  | Heating (kWh/m2) |  |  | Lights (kWh/m2) |  |  | Equipment (kWh/m2) |  |  | DHW (kWh/m2) |  |  | EUI (kWh/m2) |  |  | Cooling (kWh/m2) |  |  | Heating (kWh/m2) |  |  | Lights (kWh/m2) |  |  | Equipment (kWh/m2) |  |  | DHW (kWh/m2) |  |  | EUI (kWh/m2) |  |  | Cooling (kWh/m2) |  |  | Heating (kWh/m2) |  |  | Lights (kWh/m2) |  |  | Equipment (kWh/m2) |  |  | DHW (kWh/m2) |  |  | EUI (kWh/m2)
Simulation Type | EP | UMI | error | EP | UMI | error | EP | UMI | error | EP | UMI | error | EP | UMI | error | EP | UMI | error | EP | UMI | error | EP | UMI | error | EP | UMI | error | EP | UMI | error | EP | UMI | error | EP | UMI | error | EP | UMI | error | EP | UMI | error | EP | UMI | error | EP | UMI | error | EP | UMI | error | EP | UMI | error
Month
1 | 0 | 0 |  | 37.32 | 0 | -1 | 1.7227 | 0 | -1 | 3.3724 | 0 | -1 | 2.7837 | 0 | -1 | 45.1988 | 0 | -1 | 0 | 0 |  | 32.8695 | 0 | -1 | 1.7227 | 0 | -1 | 3.3724 | 0 | -1 | 2.7837 | 0 | -1 | 40.7483 | 0 | -1 | 0 | 0 |  | 13.2971 | 0 | -1 | 1.305 | 0 | -1 | 3.3724 | 0 | -1 | 2.7141 | 0 | -1 | 20.6887 | 0 | -1
2 | 2.7518e-05 | 0 | -1 | 29.1869 | 0 | -1 | 1.5561 | 0 | -1 | 3.0461 | 0 | -1 | 2.5663 | 0 | -1 | 36.3555 | 0 | -1 | 3.3611e-05 | 0 | -1 | 25.7188 | 0 | -1 | 1.5561 | 0 | -1 | 3.0461 | 0 | -1 | 2.5663 | 0 | -1 | 32.8874 | 0 | -1 | 0.00012205 | 0 | -1 | 9.679 | 0 | -1 | 1.1788 | 0 | -1 | 3.0461 | 0 | -1 | 2.5021 | 0 | -1 | 16.4062 | 0 | -1
3 | 0.0025705 | 0 | -1 | 19.5318 | 0 | -1 | 1.7306 | 0 | -1 | 3.377 | 0 | -1 | 2.7762 | 0 | -1 | 27.4181 | 0 | -1 | 0.0019251 | 0 | -1 | 17.0582 | 0 | -1 | 1.7306 | 0 | -1 | 3.377 | 0 | -1 | 2.7762 | 0 | -1 | 24.9439 | 0 | -1 | 0.010062 | 0 | -1 | 4.81 | 0 | -1 | 1.3089 | 0 | -1 | 3.377 | 0 | -1 | 2.7068 | 0 | -1 | 12.2128 | 0 | -1
4 | 0.47501 | 0 | -1 | 11.1644 | 0 | -1 | 1.6658 | 0 | -1 | 3.2629 | 0 | -1 | 2.517 | 0 | -1 | 19.0851 | 0 | -1 | 0.44336 | 0 | -1 | 9.673 | 0 | -1 | 1.6658 | 0 | -1 | 3.2629 | 0 | -1 | 2.517 | 0 | -1 | 17.5621 | 0 | -1 | 0.42975 | 0 | -1 | 2.388 | 0 | -1 | 1.2623 | 0 | -1 | 3.2629 | 0 | -1 | 2.4541 | 0 | -1 | 9.797 | 0 | -1
5 | 0.58178 | 0 | -1 | 3.1918 | 0 | -1 | 1.7266 | 0 | -1 | 3.3747 | 0 | -1 | 2.3611 | 0 | -1 | 11.236 | 0 | -1 | 0.50349 | 0 | -1 | 2.6746 | 0 | -1 | 1.7266 | 0 | -1 | 3.3747 | 0 | -1 | 2.3611 | 0 | -1 | 10.6405 | 0 | -1 | 0.76369 | 0 | -1 | 0.21643 | 0 | -1 | 1.3069 | 0 | -1 | 3.3747 | 0 | -1 | 2.3021 | 0 | -1 | 7.9638 | 0 | -1
6 | 2.2267 | 0 | -1 | 0.36445 | 0 | -1 | 1.6737 | 0 | -1 | 3.2675 | 0 | -1 | 2.0532 | 0 | -1 | 9.5856 | 0 | -1 | 2.1178 | 0 | -1 | 0.26389 | 0 | -1 | 1.6737 | 0 | -1 | 3.2675 | 0 | -1 | 2.0532 | 0 | -1 | 9.3761 | 0 | -1 | 1.9147 | 0 | -1 | 0.0003981 | 0 | -1 | 1.2662 | 0 | -1 | 3.2675 | 0 | -1 | 2.0019 | 0 | -1 | 8.4506 | 0 | -1
7 | 4.2248 | 0 | -1 | 0.028805 | 0 | -1 | 1.7187 | 0 | -1 | 3.3701 | 0 | -1 | 1.9473 | 0 | -1 | 11.2898 | 0 | -1 | 4.0962 | 0 | -1 | 0.014454 | 0 | -1 | 1.7187 | 0 | -1 | 3.3701 | 0 | -1 | 1.9473 | 0 | -1 | 11.1468 | 0 | -1 | 3.1485 | 0 | -1 | 0 | 0 |  | 1.3031 | 0 | -1 | 3.3701 | 0 | -1 | 1.8987 | 0 | -1 | 9.7204 | 0 | -1
8 | 2.6206 | 0 | -1 | 0.11928 | 0 | -1 | 1.7306 | 0 | -1 | 3.377 | 0 | -1 | 1.8846 | 0 | -1 | 9.7321 | 0 | -1 | 2.5273 | 0 | -1 | 0.073354 | 0 | -1 | 1.7306 | 0 | -1 | 3.377 | 0 | -1 | 1.8846 | 0 | -1 | 9.5928 | 0 | -1 | 2.2801 | 0 | -1 | 0 | 0 |  | 1.3089 | 0 | -1 | 3.377 | 0 | -1 | 1.8375 | 0 | -1 | 8.8035 | 0 | -1
9 | 1.0464 | 0 | -1 | 1.0617 | 0 | -1 | 1.6658 | 0 | -1 | 3.2629 | 0 | -1 | 1.8893 | 0 | -1 | 8.9261 | 0 | -1 | 0.97898 | 0 | -1 | 0.82653 | 0 | -1 | 1.6658 | 0 | -1 | 3.2629 | 0 | -1 | 1.8893 | 0 | -1 | 8.6236 | 0 | -1 | 1.2035 | 0 | -1 | 0.031378 | 0 | -1 | 1.2623 | 0 | -1 | 3.2629 | 0 | -1 | 1.8421 | 0 | -1 | 7.6021 | 0 | -1
10 | 0.055734 | 0 | -1 | 7.7453 | 0 | -1 | 1.7227 | 0 | -1 | 3.3724 | 0 | -1 | 2.1309 | 0 | -1 | 15.027 | 0 | -1 | 0.045184 | 0 | -1 | 6.523 | 0 | -1 | 1.7227 | 0 | -1 | 3.3724 | 0 | -1 | 2.1309 | 0 | -1 | 13.7942 | 0 | -1 | 0.23546 | 0 | -1 | 1.1375 | 0 | -1 | 1.305 | 0 | -1 | 3.3724 | 0 | -1 | 2.0776 | 0 | -1 | 8.128 | 0 | -1
11 | 0.01235 | 0 | -1 | 18.929 | 0 | -1 | 1.6698 | 0 | -1 | 3.2652 | 0 | -1 | 2.295 | 0 | -1 | 26.1714 | 0 | -1 | 0.012383 | 0 | -1 | 16.4202 | 0 | -1 | 1.6698 | 0 | -1 | 3.2652 | 0 | -1 | 2.295 | 0 | -1 | 23.6626 | 0 | -1 | 0.09434 | 0 | -1 | 5.383 | 0 | -1 | 1.2642 | 0 | -1 | 3.2652 | 0 | -1 | 2.2377 | 0 | -1 | 12.2444 | 0 | -1
12 | 0 | 0 |  | 35.0572 | 0 | -1 | 1.7187 | 0 | -1 | 3.3701 | 0 | -1 | 2.6097 | 0 | -1 | 42.7558 | 0 | -1 | 0 | 0 |  | 30.7794 | 0 | -1 | 1.7187 | 0 | -1 | 3.3701 | 0 | -1 | 2.6097 | 0 | -1 | 38.478 | 0 | -1 | 0 | 0 |  | 12.1259 | 0 | -1 | 1.3031 | 0 | -1 | 3.3701 | 0 | -1 | 2.5445 | 0 | -1 | 19.3436 | 0 | -1
Annual | 11.246 | 0 | -1 | 163.7006 | 0 | -1 | 20.3017 | 0 | -1 | 39.7185 | 0 | -1 | 27.8144 | 0 | -1 | 262.7813 | 0 | -1 | 10.7266 | 0 | -1 | 142.895 | 0 | -1 | 20.3017 | 0 | -1 | 39.7185 | 0 | -1 | 27.8144 | 0 | -1 | 241.4563 | 0 | -1 | 10.0801 | 0 | -1 | 49.0687 | 0 | -1 | 15.3747 | 0 | -1 | 39.7185 | 0 | -1 | 27.1191 | 0 | -1 | 141.3611 | 0 | -1

## MidriseApartment_3135m21
Epoch | Pre1980 | [17 empty] | Post1980 | [17 empty] | New2004
Energy Type | Cooling (kWh/m2) |  |  | Heating (kWh/m2) |  |  | Lights (kWh/m2) |  |  | Equipment (kWh/m2) |  |  | DHW (kWh/m2) |  |  | EUI (kWh/m2) |  |  | Cooling (kWh/m2) |  |  | Heating (kWh/m2) |  |  | Lights (kWh/m2) |  |  | Equipment (kWh/m2) |  |  | DHW (kWh/m2) |  |  | EUI (kWh/m2) |  |  | Cooling (kWh/m2) |  |  | Heating (kWh/m2) |  |  | Lights (kWh/m2) |  |  | Equipment (kWh/m2) |  |  | DHW (kWh/m2) |  |  | EUI (kWh/m2)
Simulation Type | EP | UMI | error | EP | UMI | error | EP | UMI | error | EP | UMI | error | EP | UMI | error | EP | UMI | error | EP | UMI | error | EP | UMI | error | EP | UMI | error | EP | UMI | error | EP | UMI | error | EP | UMI | error | EP | UMI | error | EP | UMI | error | EP | UMI | error | EP | UMI | error | EP | UMI | error | EP | UMI | error
Month
1 | 0 | 0 |  | 37.32 | 0 | -1 | 1.7227 | 0 | -1 | 3.3724 | 0 | -1 | 2.7837 | 0 | -1 | 45.1988 | 0 | -1 | 0 | 0 |  | 32.8695 | 0 | -1 | 1.7227 | 0 | -1 | 3.3724 | 0 | -1 | 2.7837 | 0 | -1 | 40.7483 | 0 | -1 | 0 | 0 |  | 13.2971 | 0 | -1 | 1.305 | 0 | -1 | 3.3724 | 0 | -1 | 2.7141 | 0 | -1 | 20.6887 | 0 | -1
2 | 2.7518e-05 | 0 | -1 | 29.1869 | 0 | -1 | 1.5561 | 0 | -1 | 3.0461 | 0 | -1 | 2.5663 | 0 | -1 | 36.3555 | 0 | -1 | 3.3611e-05 | 0 | -1 | 25.7188 | 0 | -1 | 1.5561 | 0 | -1 | 3.0461 | 0 | -1 | 2.5663 | 0 | -1 | 32.8874 | 0 | -1 | 0.00012205 | 0 | -1 | 9.679 | 0 | -1 | 1.1788 | 0 | -1 | 3.0461 | 0 | -1 | 2.5021 | 0 | -1 | 16.4062 | 0 | -1
3 | 0.0025705 | 0 | -1 | 19.5318 | 0 | -1 | 1.7306 | 0 | -1 | 3.377 | 0 | -1 | 2.7762 | 0 | -1 | 27.4181 | 0 | -1 | 0.0019251 | 0 | -1 | 17.0582 | 0 | -1 | 1.7306 | 0 | -1 | 3.377 | 0 | -1 | 2.7762 | 0 | -1 | 24.9439 | 0 | -1 | 0.010062 | 0 | -1 | 4.81 | 0 | -1 | 1.3089 | 0 | -1 | 3.377 | 0 | -1 | 2.7068 | 0 | -1 | 12.2128 | 0 | -1
4 | 0.47501 | 0 | -1 | 11.1644 | 0 | -1 | 1.6658 | 0 | -1 | 3.2629 | 0 | -1 | 2.517 | 0 | -1 | 19.0851 | 0 | -1 | 0.44336 | 0 | -1 | 9.673 | 0 | -1 | 1.6658 | 0 | -1 | 3.2629 | 0 | -1 | 2.517 | 0 | -1 | 17.5621 | 0 | -1 | 0.42975 | 0 | -1 | 2.388 | 0 | -1 | 1.2623 | 0 | -1 | 3.2629 | 0 | -1 | 2.4541 | 0 | -1 | 9.797 | 0 | -1
5 | 0.58178 | 0 | -1 | 3.1918 | 0 | -1 | 1.7266 | 0 | -1 | 3.3747 | 0 | -1 | 2.3611 | 0 | -1 | 11.236 | 0 | -1 | 0.50349 | 0 | -1 | 2.6746 | 0 | -1 | 1.7266 | 0 | -1 | 3.3747 | 0 | -1 | 2.3611 | 0 | -1 | 10.6405 | 0 | -1 | 0.76369 | 0 | -1 | 0.21643 | 0 | -1 | 1.3069 | 0 | -1 | 3.3747 | 0 | -1 | 2.3021 | 0 | -1 | 7.9638 | 0 | -1
6 | 2.2267 | 0 | -1 | 0.36445 | 0 | -1 | 1.6737 | 0 | -1 | 3.2675 | 0 | -1 | 2.0532 | 0 | -1 | 9.5856 | 0 | -1 | 2.1178 | 0 | -1 | 0.26389 | 0 | -1 | 1.6737 | 0 | -1 | 3.2675 | 0 | -1 | 2.0532 | 0 | -1 | 9.3761 | 0 | -1 | 1.9147 | 0 | -1 | 0.0003981 | 0 | -1 | 1.2662 | 0 | -1 | 3.2675 | 0 | -1 | 2.0019 | 0 | -1 | 8.4506 | 0 | -1
7 | 4.2248 | 0 | -1 | 0.028805 | 0 | -1 | 1.7187 | 0 | -1 | 3.3701 | 0 | -1 | 1.9473 | 0 | -1 | 11.2898 | 0 | -1 | 4.0962 | 0 | -1 | 0.014454 | 0 | -1 | 1.7187 | 0 | -1 | 3.3701 | 0 | -1 | 1.9473 | 0 | -1 | 11.1468 | 0 | -1 | 3.1485 | 0 | -1 | 0 | 0 |  | 1.3031 | 0 | -1 | 3.3701 | 0 | -1 | 1.8987 | 0 | -1 | 9.7204 | 0 | -1
8 | 2.6206 | 0 | -1 | 0.11928 | 0 | -1 | 1.7306 | 0 | -1 | 3.377 | 0 | -1 | 1.8846 | 0 | -1 | 9.7321 | 0 | -1 | 2.5273 | 0 | -1 | 0.073354 | 0 | -1 | 1.7306 | 0 | -1 | 3.377 | 0 | -1 | 1.8846 | 0 | -1 | 9.5928 | 0 | -1 | 2.2801 | 0 | -1 | 0 | 0 |  | 1.3089 | 0 | -1 | 3.377 | 0 | -1 | 1.8375 | 0 | -1 | 8.8035 | 0 | -1
9 | 1.0464 | 0 | -1 | 1.0617 | 0 | -1 | 1.6658 | 0 | -1 | 3.2629 | 0 | -1 | 1.8893 | 0 | -1 | 8.9261 | 0 | -1 | 0.97898 | 0 | -1 | 0.82653 | 0 | -1 | 1.6658 | 0 | -1 | 3.2629 | 0 | -1 | 1.8893 | 0 | -1 | 8.6236 | 0 | -1 | 1.2035 | 0 | -1 | 0.031378 | 0 | -1 | 1.2623 | 0 | -1 | 3.2629 | 0 | -1 | 1.8421 | 0 | -1 | 7.6021 | 0 | -1
10 | 0.055734 | 0 | -1 | 7.7453 | 0 | -1 | 1.7227 | 0 | -1 | 3.3724 | 0 | -1 | 2.1309 | 0 | -1 | 15.027 | 0 | -1 | 0.045184 | 0 | -1 | 6.523 | 0 | -1 | 1.7227 | 0 | -1 | 3.3724 | 0 | -1 | 2.1309 | 0 | -1 | 13.7942 | 0 | -1 | 0.23546 | 0 | -1 | 1.1375 | 0 | -1 | 1.305 | 0 | -1 | 3.3724 | 0 | -1 | 2.0776 | 0 | -1 | 8.128 | 0 | -1
11 | 0.01235 | 0 | -1 | 18.929 | 0 | -1 | 1.6698 | 0 | -1 | 3.2652 | 0 | -1 | 2.295 | 0 | -1 | 26.1714 | 0 | -1 | 0.012383 | 0 | -1 | 16.4202 | 0 | -1 | 1.6698 | 0 | -1 | 3.2652 | 0 | -1 | 2.295 | 0 | -1 | 23.6626 | 0 | -1 | 0.09434 | 0 | -1 | 5.383 | 0 | -1 | 1.2642 | 0 | -1 | 3.2652 | 0 | -1 | 2.2377 | 0 | -1 | 12.2444 | 0 | -1
12 | 0 | 0 |  | 35.0572 | 0 | -1 | 1.7187 | 0 | -1 | 3.3701 | 0 | -1 | 2.6097 | 0 | -1 | 42.7558 | 0 | -1 | 0 | 0 |  | 30.7794 | 0 | -1 | 1.7187 | 0 | -1 | 3.3701 | 0 | -1 | 2.6097 | 0 | -1 | 38.478 | 0 | -1 | 0 | 0 |  | 12.1259 | 0 | -1 | 1.3031 | 0 | -1 | 3.3701 | 0 | -1 | 2.5445 | 0 | -1 | 19.3436 | 0 | -1
Annual | 11.246 | 0 | -1 | 163.7006 | 0 | -1 | 20.3017 | 0 | -1 | 39.7185 | 0 | -1 | 27.8144 | 0 | -1 | 262.7813 | 0 | -1 | 10.7266 | 0 | -1 | 142.895 | 0 | -1 | 20.3017 | 0 | -1 | 39.7185 | 0 | -1 | 27.8144 | 0 | -1 | 241.4563 | 0 | -1 | 10.0801 | 0 | -1 | 49.0687 | 0 | -1 | 15.3747 | 0 | -1 | 39.7185 | 0 | -1 | 27.1191 | 0 | -1 | 141.3611 | 0 | -1

## LargeOffice_46320m22
Epoch | Pre1980 | [17 empty] | Post1980 | [17 empty] | New2004
Energy Type | Cooling (kWh/m2) |  |  | Heating (kWh/m2) |  |  | Lights (kWh/m2) |  |  | Equipment (kWh/m2) |  |  | DHW (kWh/m2) |  |  | EUI (kWh/m2) |  |  | Cooling (kWh/m2) |  |  | Heating (kWh/m2) |  |  | Lights (kWh/m2) |  |  | Equipment (kWh/m2) |  |  | DHW (kWh/m2) |  |  | EUI (kWh/m2) |  |  | Cooling (kWh/m2) |  |  | Heating (kWh/m2) |  |  | Lights (kWh/m2) |  |  | Equipment (kWh/m2) |  |  | DHW (kWh/m2) |  |  | EUI (kWh/m2)
Simulation Type | EP | UMI | error | EP | UMI | error | EP | UMI | error | EP | UMI | error | EP | UMI | error | EP | UMI | error | EP | UMI | error | EP | UMI | error | EP | UMI | error | EP | UMI | error | EP | UMI | error | EP | UMI | error | EP | UMI | error | EP | UMI | error | EP | UMI | error | EP | UMI | error | EP | UMI | error | EP | UMI | error
Month
1 | 5.899e-08 | 0 | -1 | 13.4267 | 0 | -1 | 4.2238 | 0 | -1 | 4.2308 | 0 | -1 | 0.14555 | 0 | -1 | 22.027 | 0 | -1 | 6.4231e-08 | 0 | -1 | 13.4216 | 0 | -1 | 4.2238 | 0 | -1 | 4.2308 | 0 | -1 | 0.14928 | 0 | -1 | 22.0256 | 0 | -1 | 6.0707e-08 | 0 | -1 | 9.3317 | 0 | -1 | 2.8159 | 0 | -1 | 4.2308 | 0 | -1 | 0.14555 | 0 | -1 | 16.524 | 0 | -1
2 | 0.026723 | 0 | -1 | 9.7594 | 0 | -1 | 3.8397 | 0 | -1 | 3.8306 | 0 | -1 | 0.13493 | 0 | -1 | 17.5913 | 0 | -1 | 0.02709 | 0 | -1 | 9.6742 | 0 | -1 | 3.8397 | 0 | -1 | 3.8306 | 0 | -1 | 0.13838 | 0 | -1 | 17.51 | 0 | -1 | 0.023585 | 0 | -1 | 6.4137 | 0 | -1 | 2.5598 | 0 | -1 | 3.8306 | 0 | -1 | 0.13493 | 0 | -1 | 12.9626 | 0 | -1
3 | 0.093995 | 0 | -1 | 5.0858 | 0 | -1 | 4.5499 | 0 | -1 | 4.3987 | 0 | -1 | 0.15433 | 0 | -1 | 14.2827 | 0 | -1 | 0.092963 | 0 | -1 | 4.7879 | 0 | -1 | 4.5499 | 0 | -1 | 4.3987 | 0 | -1 | 0.15828 | 0 | -1 | 13.9877 | 0 | -1 | 0.083942 | 0 | -1 | 3.0357 | 0 | -1 | 3.0332 | 0 | -1 | 4.3987 | 0 | -1 | 0.15433 | 0 | -1 | 10.7059 | 0 | -1
4 | 0.89768 | 0 | -1 | 2.7835 | 0 | -1 | 4.0915 | 0 | -1 | 4.0861 | 0 | -1 | 0.13191 | 0 | -1 | 11.9907 | 0 | -1 | 0.87547 | 0 | -1 | 2.608 | 0 | -1 | 4.0915 | 0 | -1 | 4.0861 | 0 | -1 | 0.13528 | 0 | -1 | 11.7963 | 0 | -1 | 0.76337 | 0 | -1 | 1.6073 | 0 | -1 | 2.7277 | 0 | -1 | 4.0861 | 0 | -1 | 0.13191 | 0 | -1 | 9.3163 | 0 | -1
5 | 1.8981 | 0 | -1 | 0.70428 | 0 | -1 | 4.3869 | 0 | -1 | 4.3148 | 0 | -1 | 0.12776 | 0 | -1 | 11.4318 | 0 | -1 | 1.8442 | 0 | -1 | 0.66218 | 0 | -1 | 4.3869 | 0 | -1 | 4.3148 | 0 | -1 | 0.13103 | 0 | -1 | 11.339 | 0 | -1 | 1.6433 | 0 | -1 | 0.37465 | 0 | -1 | 2.9246 | 0 | -1 | 4.3148 | 0 | -1 | 0.12776 | 0 | -1 | 9.3851 | 0 | -1
6 | 3.7657 | 0 | -1 | 0.09392 | 0 | -1 | 4.3675 | 0 | -1 | 4.2373 | 0 | -1 | 0.11343 | 0 | -1 | 12.5778 | 0 | -1 | 3.6547 | 0 | -1 | 0.084609 | 0 | -1 | 4.3675 | 0 | -1 | 4.2373 | 0 | -1 | 0.11633 | 0 | -1 | 12.4604 | 0 | -1 | 3.1754 | 0 | -1 | 0.040723 | 0 | -1 | 2.9117 | 0 | -1 | 4.2373 | 0 | -1 | 0.11343 | 0 | -1 | 10.4785 | 0 | -1
7 | 5.2567 | 0 | -1 | 0.02402 | 0 | -1 | 4.1109 | 0 | -1 | 4.1636 | 0 | -1 | 0.099824 | 0 | -1 | 13.655 | 0 | -1 | 5.081 | 0 | -1 | 0.020871 | 0 | -1 | 4.1109 | 0 | -1 | 4.1636 | 0 | -1 | 0.10238 | 0 | -1 | 13.4787 | 0 | -1 | 4.374 | 0 | -1 | 0.0082095 | 0 | -1 | 2.7406 | 0 | -1 | 4.1636 | 0 | -1 | 0.099824 | 0 | -1 | 11.3862 | 0 | -1
8 | 4.5214 | 0 | -1 | 0.07466 | 0 | -1 | 4.5499 | 0 | -1 | 4.3987 | 0 | -1 | 0.10498 | 0 | -1 | 13.6496 | 0 | -1 | 4.3794 | 0 | -1 | 0.064569 | 0 | -1 | 4.5499 | 0 | -1 | 4.3987 | 0 | -1 | 0.10766 | 0 | -1 | 13.5002 | 0 | -1 | 3.7755 | 0 | -1 | 0.032195 | 0 | -1 | 3.0332 | 0 | -1 | 4.3987 | 0 | -1 | 0.10498 | 0 | -1 | 11.3446 | 0 | -1
9 | 2.7644 | 0 | -1 | 0.3829 | 0 | -1 | 4.0915 | 0 | -1 | 4.0861 | 0 | -1 | 0.099314 | 0 | -1 | 11.4242 | 0 | -1 | 2.6874 | 0 | -1 | 0.34858 | 0 | -1 | 4.0915 | 0 | -1 | 4.0861 | 0 | -1 | 0.10185 | 0 | -1 | 11.3155 | 0 | -1 | 2.3491 | 0 | -1 | 0.21816 | 0 | -1 | 2.7277 | 0 | -1 | 4.0861 | 0 | -1 | 0.099314 | 0 | -1 | 9.4803 | 0 | -1
10 | 0.74945 | 0 | -1 | 1.8029 | 0 | -1 | 4.2238 | 0 | -1 | 4.2308 | 0 | -1 | 0.11173 | 0 | -1 | 11.1187 | 0 | -1 | 0.73672 | 0 | -1 | 1.6773 | 0 | -1 | 4.2238 | 0 | -1 | 4.2308 | 0 | -1 | 0.11458 | 0 | -1 | 10.9833 | 0 | -1 | 0.6723 | 0 | -1 | 1.1127 | 0 | -1 | 2.8159 | 0 | -1 | 4.2308 | 0 | -1 | 0.11173 | 0 | -1 | 8.9434 | 0 | -1
11 | 0.57262 | 0 | -1 | 6.0452 | 0 | -1 | 4.1544 | 0 | -1 | 4.1367 | 0 | -1 | 0.12154 | 0 | -1 | 15.0305 | 0 | -1 | 0.56547 | 0 | -1 | 5.8516 | 0 | -1 | 4.1544 | 0 | -1 | 4.1367 | 0 | -1 | 0.12465 | 0 | -1 | 14.8329 | 0 | -1 | 0.49121 | 0 | -1 | 3.566 | 0 | -1 | 2.7696 | 0 | -1 | 4.1367 | 0 | -1 | 0.12154 | 0 | -1 | 11.085 | 0 | -1
12 | 1.3156e-07 | 0 | -1 | 12.1265 | 0 | -1 | 4.1109 | 0 | -1 | 4.1636 | 0 | -1 | 0.13352 | 0 | -1 | 20.5345 | 0 | -1 | 1.4586e-07 | 0 | -1 | 12.0402 | 0 | -1 | 4.1109 | 0 | -1 | 4.1636 | 0 | -1 | 0.13693 | 0 | -1 | 20.4515 | 0 | -1 | 6.7966e-08 | 0 | -1 | 8.2034 | 0 | -1 | 2.7406 | 0 | -1 | 4.1636 | 0 | -1 | 0.13352 | 0 | -1 | 15.2411 | 0 | -1
Annual | 20.5467 | 0 | -1 | 52.3099 | 0 | -1 | 50.7006 | 0 | -1 | 50.2777 | 0 | -1 | 1.4788 | 0 | -1 | 175.3137 | 0 | -1 | 19.9445 | 0 | -1 | 51.2416 | 0 | -1 | 50.7006 | 0 | -1 | 50.2777 | 0 | -1 | 1.5166 | 0 | -1 | 173.6811 | 0 | -1 | 17.3517 | 0 | -1 | 33.9444 | 0 | -1 | 33.8004 | 0 | -1 | 50.2777 | 0 | -1 | 1.4788 | 0 | -1 | 136.853 | 0 | -1

## LargeOffice_46320m211
Epoch | Pre1980 | [17 empty] | Post1980 | [17 empty] | New2004
Energy Type | Cooling (kWh/m2) |  |  | Heating (kWh/m2) |  |  | Lights (kWh/m2) |  |  | Equipment (kWh/m2) |  |  | DHW (kWh/m2) |  |  | EUI (kWh/m2) |  |  | Cooling (kWh/m2) |  |  | Heating (kWh/m2) |  |  | Lights (kWh/m2) |  |  | Equipment (kWh/m2) |  |  | DHW (kWh/m2) |  |  | EUI (kWh/m2) |  |  | Cooling (kWh/m2) |  |  | Heating (kWh/m2) |  |  | Lights (kWh/m2) |  |  | Equipment (kWh/m2) |  |  | DHW (kWh/m2) |  |  | EUI (kWh/m2)
Simulation Type | EP | UMI | error | EP | UMI | error | EP | UMI | error | EP | UMI | error | EP | UMI | error | EP | UMI | error | EP | UMI | error | EP | UMI | error | EP | UMI | error | EP | UMI | error | EP | UMI | error | EP | UMI | error | EP | UMI | error | EP | UMI | error | EP | UMI | error | EP | UMI | error | EP | UMI | error | EP | UMI | error
Month
1 | 5.899e-08 | 0 | -1 | 13.4267 | 0 | -1 | 4.2238 | 0 | -1 | 4.2308 | 0 | -1 | 0.14555 | 0 | -1 | 22.027 | 0 | -1 | 6.4231e-08 | 0 | -1 | 13.4216 | 0 | -1 | 4.2238 | 0 | -1 | 4.2308 | 0 | -1 | 0.14928 | 0 | -1 | 22.0256 | 0 | -1 | 6.0707e-08 | 0 | -1 | 9.3317 | 0 | -1 | 2.8159 | 0 | -1 | 4.2308 | 0 | -1 | 0.14555 | 0 | -1 | 16.524 | 0 | -1
2 | 0.026723 | 0 | -1 | 9.7594 | 0 | -1 | 3.8397 | 0 | -1 | 3.8306 | 0 | -1 | 0.13493 | 0 | -1 | 17.5913 | 0 | -1 | 0.02709 | 0 | -1 | 9.6742 | 0 | -1 | 3.8397 | 0 | -1 | 3.8306 | 0 | -1 | 0.13838 | 0 | -1 | 17.51 | 0 | -1 | 0.023585 | 0 | -1 | 6.4137 | 0 | -1 | 2.5598 | 0 | -1 | 3.8306 | 0 | -1 | 0.13493 | 0 | -1 | 12.9626 | 0 | -1
3 | 0.093995 | 0 | -1 | 5.0858 | 0 | -1 | 4.5499 | 0 | -1 | 4.3987 | 0 | -1 | 0.15433 | 0 | -1 | 14.2827 | 0 | -1 | 0.092963 | 0 | -1 | 4.7879 | 0 | -1 | 4.5499 | 0 | -1 | 4.3987 | 0 | -1 | 0.15828 | 0 | -1 | 13.9877 | 0 | -1 | 0.083942 | 0 | -1 | 3.0357 | 0 | -1 | 3.0332 | 0 | -1 | 4.3987 | 0 | -1 | 0.15433 | 0 | -1 | 10.7059 | 0 | -1
4 | 0.89768 | 0 | -1 | 2.7835 | 0 | -1 | 4.0915 | 0 | -1 | 4.0861 | 0 | -1 | 0.13191 | 0 | -1 | 11.9907 | 0 | -1 | 0.87547 | 0 | -1 | 2.608 | 0 | -1 | 4.0915 | 0 | -1 | 4.0861 | 0 | -1 | 0.13528 | 0 | -1 | 11.7963 | 0 | -1 | 0.76337 | 0 | -1 | 1.6073 | 0 | -1 | 2.7277 | 0 | -1 | 4.0861 | 0 | -1 | 0.13191 | 0 | -1 | 9.3163 | 0 | -1
5 | 1.8981 | 0 | -1 | 0.70428 | 0 | -1 | 4.3869 | 0 | -1 | 4.3148 | 0 | -1 | 0.12776 | 0 | -1 | 11.4318 | 0 | -1 | 1.8442 | 0 | -1 | 0.66218 | 0 | -1 | 4.3869 | 0 | -1 | 4.3148 | 0 | -1 | 0.13103 | 0 | -1 | 11.339 | 0 | -1 | 1.6433 | 0 | -1 | 0.37465 | 0 | -1 | 2.9246 | 0 | -1 | 4.3148 | 0 | -1 | 0.12776 | 0 | -1 | 9.3851 | 0 | -1
6 | 3.7657 | 0 | -1 | 0.09392 | 0 | -1 | 4.3675 | 0 | -1 | 4.2373 | 0 | -1 | 0.11343 | 0 | -1 | 12.5778 | 0 | -1 | 3.6547 | 0 | -1 | 0.084609 | 0 | -1 | 4.3675 | 0 | -1 | 4.2373 | 0 | -1 | 0.11633 | 0 | -1 | 12.4604 | 0 | -1 | 3.1754 | 0 | -1 | 0.040723 | 0 | -1 | 2.9117 | 0 | -1 | 4.2373 | 0 | -1 | 0.11343 | 0 | -1 | 10.4785 | 0 | -1
7 | 5.2567 | 0 | -1 | 0.02402 | 0 | -1 | 4.1109 | 0 | -1 | 4.1636 | 0 | -1 | 0.099824 | 0 | -1 | 13.655 | 0 | -1 | 5.081 | 0 | -1 | 0.020871 | 0 | -1 | 4.1109 | 0 | -1 | 4.1636 | 0 | -1 | 0.10238 | 0 | -1 | 13.4787 | 0 | -1 | 4.374 | 0 | -1 | 0.0082095 | 0 | -1 | 2.7406 | 0 | -1 | 4.1636 | 0 | -1 | 0.099824 | 0 | -1 | 11.3862 | 0 | -1
8 | 4.5214 | 0 | -1 | 0.07466 | 0 | -1 | 4.5499 | 0 | -1 | 4.3987 | 0 | -1 | 0.10498 | 0 | -1 | 13.6496 | 0 | -1 | 4.3794 | 0 | -1 | 0.064569 | 0 | -1 | 4.5499 | 0 | -1 | 4.3987 | 0 | -1 | 0.10766 | 0 | -1 | 13.5002 | 0 | -1 | 3.7755 | 0 | -1 | 0.032195 | 0 | -1 | 3.0332 | 0 | -1 | 4.3987 | 0 | -1 | 0.10498 | 0 | -1 | 11.3446 | 0 | -1
9 | 2.7644 | 0 | -1 | 0.3829 | 0 | -1 | 4.0915 | 0 | -1 | 4.0861 | 0 | -1 | 0.099314 | 0 | -1 | 11.4242 | 0 | -1 | 2.6874 | 0 | -1 | 0.34858 | 0 | -1 | 4.0915 | 0 | -1 | 4.0861 | 0 | -1 | 0.10185 | 0 | -1 | 11.3155 | 0 | -1 | 2.3491 | 0 | -1 | 0.21816 | 0 | -1 | 2.7277 | 0 | -1 | 4.0861 | 0 | -1 | 0.099314 | 0 | -1 | 9.4803 | 0 | -1
10 | 0.74945 | 0 | -1 | 1.8029 | 0 | -1 | 4.2238 | 0 | -1 | 4.2308 | 0 | -1 | 0.11173 | 0 | -1 | 11.1187 | 0 | -1 | 0.73672 | 0 | -1 | 1.6773 | 0 | -1 | 4.2238 | 0 | -1 | 4.2308 | 0 | -1 | 0.11458 | 0 | -1 | 10.9833 | 0 | -1 | 0.6723 | 0 | -1 | 1.1127 | 0 | -1 | 2.8159 | 0 | -1 | 4.2308 | 0 | -1 | 0.11173 | 0 | -1 | 8.9434 | 0 | -1
11 | 0.57262 | 0 | -1 | 6.0452 | 0 | -1 | 4.1544 | 0 | -1 | 4.1367 | 0 | -1 | 0.12154 | 0 | -1 | 15.0305 | 0 | -1 | 0.56547 | 0 | -1 | 5.8516 | 0 | -1 | 4.1544 | 0 | -1 | 4.1367 | 0 | -1 | 0.12465 | 0 | -1 | 14.8329 | 0 | -1 | 0.49121 | 0 | -1 | 3.566 | 0 | -1 | 2.7696 | 0 | -1 | 4.1367 | 0 | -1 | 0.12154 | 0 | -1 | 11.085 | 0 | -1
12 | 1.3156e-07 | 0 | -1 | 12.1265 | 0 | -1 | 4.1109 | 0 | -1 | 4.1636 | 0 | -1 | 0.13352 | 0 | -1 | 20.5345 | 0 | -1 | 1.4586e-07 | 0 | -1 | 12.0402 | 0 | -1 | 4.1109 | 0 | -1 | 4.1636 | 0 | -1 | 0.13693 | 0 | -1 | 20.4515 | 0 | -1 | 6.7966e-08 | 0 | -1 | 8.2034 | 0 | -1 | 2.7406 | 0 | -1 | 4.1636 | 0 | -1 | 0.13352 | 0 | -1 | 15.2411 | 0 | -1
Annual | 20.5467 | 0 | -1 | 52.3099 | 0 | -1 | 50.7006 | 0 | -1 | 50.2777 | 0 | -1 | 1.4788 | 0 | -1 | 175.3137 | 0 | -1 | 19.9445 | 0 | -1 | 51.2416 | 0 | -1 | 50.7006 | 0 | -1 | 50.2777 | 0 | -1 | 1.5166 | 0 | -1 | 173.6811 | 0 | -1 | 17.3517 | 0 | -1 | 33.9444 | 0 | -1 | 33.8004 | 0 | -1 | 50.2777 | 0 | -1 | 1.4788 | 0 | -1 | 136.853 | 0 | -1

## MediumOffice_4982m22
Epoch | Pre1980 | [17 empty] | Post1980 | [17 empty] | New2004
Energy Type | Cooling (kWh/m2) |  |  | Heating (kWh/m2) |  |  | Lights (kWh/m2) |  |  | Equipment (kWh/m2) |  |  | DHW (kWh/m2) |  |  | EUI (kWh/m2) |  |  | Cooling (kWh/m2) |  |  | Heating (kWh/m2) |  |  | Lights (kWh/m2) |  |  | Equipment (kWh/m2) |  |  | DHW (kWh/m2) |  |  | EUI (kWh/m2) |  |  | Cooling (kWh/m2) |  |  | Heating (kWh/m2) |  |  | Lights (kWh/m2) |  |  | Equipment (kWh/m2) |  |  | DHW (kWh/m2) |  |  | EUI (kWh/m2)
Simulation Type | EP | UMI | error | EP | UMI | error | EP | UMI | error | EP | UMI | error | EP | UMI | error | EP | UMI | error | EP | UMI | error | EP | UMI | error | EP | UMI | error | EP | UMI | error | EP | UMI | error | EP | UMI | error | EP | UMI | error | EP | UMI | error | EP | UMI | error | EP | UMI | error | EP | UMI | error | EP | UMI | error
Month
1 | 0.048943 | 0 | -1 | 17.5317 | 0 | -1 | 4.4201 | 0 | -1 | 4.9938 | 0 | -1 | 0.19234 | 0 | -1 | 27.187 | 0 | -1 | 0 | 0 |  | 15.4455 | 0 | -1 | 4.4201 | 0 | -1 | 4.9938 | 0 | -1 | 0.19719 | 0 | -1 | 25.0567 | 0 | -1 | 0 | 0 |  | 10.8123 | 0 | -1 | 2.8159 | 0 | -1 | 4.9938 | 0 | -1 | 0.19234 | 0 | -1 | 18.8144 | 0 | -1
2 | 0.17166 | 0 | -1 | 12.7517 | 0 | -1 | 4.0181 | 0 | -1 | 4.5246 | 0 | -1 | 0.17769 | 0 | -1 | 21.6438 | 0 | -1 | 0.015844 | 0 | -1 | 11.4535 | 0 | -1 | 4.0181 | 0 | -1 | 4.5246 | 0 | -1 | 0.18218 | 0 | -1 | 20.1942 | 0 | -1 | 0.01338 | 0 | -1 | 7.8036 | 0 | -1 | 2.5598 | 0 | -1 | 4.5246 | 0 | -1 | 0.17769 | 0 | -1 | 15.0791 | 0 | -1
3 | 0.64393 | 0 | -1 | 6.4217 | 0 | -1 | 4.7613 | 0 | -1 | 5.2307 | 0 | -1 | 0.20214 | 0 | -1 | 17.2597 | 0 | -1 | 0.063644 | 0 | -1 | 6.0468 | 0 | -1 | 4.7613 | 0 | -1 | 5.2307 | 0 | -1 | 0.20725 | 0 | -1 | 16.3096 | 0 | -1 | 0.05349 | 0 | -1 | 4.0443 | 0 | -1 | 3.0332 | 0 | -1 | 5.2307 | 0 | -1 | 0.20214 | 0 | -1 | 12.5638 | 0 | -1
4 | 1.8252 | 0 | -1 | 3.2736 | 0 | -1 | 4.2816 | 0 | -1 | 4.8244 | 0 | -1 | 0.17655 | 0 | -1 | 14.3813 | 0 | -1 | 0.85813 | 0 | -1 | 3.2888 | 0 | -1 | 4.2816 | 0 | -1 | 4.8244 | 0 | -1 | 0.181 | 0 | -1 | 13.434 | 0 | -1 | 0.69404 | 0 | -1 | 2.1859 | 0 | -1 | 2.7277 | 0 | -1 | 4.8244 | 0 | -1 | 0.17655 | 0 | -1 | 10.6085 | 0 | -1
5 | 3.5681 | 0 | -1 | 0.4603 | 0 | -1 | 4.5907 | 0 | -1 | 5.1123 | 0 | -1 | 0.17336 | 0 | -1 | 13.9047 | 0 | -1 | 1.6664 | 0 | -1 | 0.84409 | 0 | -1 | 4.5907 | 0 | -1 | 5.1123 | 0 | -1 | 0.17773 | 0 | -1 | 12.3912 | 0 | -1 | 1.3972 | 0 | -1 | 0.48336 | 0 | -1 | 2.9246 | 0 | -1 | 5.1123 | 0 | -1 | 0.17336 | 0 | -1 | 10.0908 | 0 | -1
6 | 5.5069 | 0 | -1 | 0.018599 | 0 | -1 | 4.5704 | 0 | -1 | 5.0348 | 0 | -1 | 0.15671 | 0 | -1 | 15.2874 | 0 | -1 | 3.8793 | 0 | -1 | 0.075686 | 0 | -1 | 4.5704 | 0 | -1 | 5.0348 | 0 | -1 | 0.16065 | 0 | -1 | 13.7208 | 0 | -1 | 3.162 | 0 | -1 | 0.036918 | 0 | -1 | 2.9117 | 0 | -1 | 5.0348 | 0 | -1 | 0.15671 | 0 | -1 | 11.3021 | 0 | -1
7 | 6.8519 | 0 | -1 | 0.001396 | 0 | -1 | 4.3019 | 0 | -1 | 4.9018 | 0 | -1 | 0.14329 | 0 | -1 | 16.2003 | 0 | -1 | 5.5655 | 0 | -1 | 0.016444 | 0 | -1 | 4.3019 | 0 | -1 | 4.9018 | 0 | -1 | 0.14689 | 0 | -1 | 14.9325 | 0 | -1 | 4.4275 | 0 | -1 | 0.0065499 | 0 | -1 | 2.7406 | 0 | -1 | 4.9018 | 0 | -1 | 0.14329 | 0 | -1 | 12.2198 | 0 | -1
8 | 5.9485 | 0 | -1 | 0.00459 | 0 | -1 | 4.7613 | 0 | -1 | 5.2307 | 0 | -1 | 0.14873 | 0 | -1 | 16.0938 | 0 | -1 | 4.5391 | 0 | -1 | 0.047491 | 0 | -1 | 4.7613 | 0 | -1 | 5.2307 | 0 | -1 | 0.15247 | 0 | -1 | 14.731 | 0 | -1 | 3.669 | 0 | -1 | 0.021932 | 0 | -1 | 3.0332 | 0 | -1 | 5.2307 | 0 | -1 | 0.14873 | 0 | -1 | 12.1035 | 0 | -1
9 | 3.9798 | 0 | -1 | 0.16162 | 0 | -1 | 4.2816 | 0 | -1 | 4.8244 | 0 | -1 | 0.14146 | 0 | -1 | 13.3889 | 0 | -1 | 2.5744 | 0 | -1 | 0.32444 | 0 | -1 | 4.2816 | 0 | -1 | 4.8244 | 0 | -1 | 0.14501 | 0 | -1 | 12.1498 | 0 | -1 | 2.1371 | 0 | -1 | 0.20285 | 0 | -1 | 2.7277 | 0 | -1 | 4.8244 | 0 | -1 | 0.14146 | 0 | -1 | 10.0334 | 0 | -1
10 | 1.981 | 0 | -1 | 1.5108 | 0 | -1 | 4.4201 | 0 | -1 | 4.9938 | 0 | -1 | 0.15593 | 0 | -1 | 13.0617 | 0 | -1 | 0.50616 | 0 | -1 | 2.0793 | 0 | -1 | 4.4201 | 0 | -1 | 4.9938 | 0 | -1 | 0.15985 | 0 | -1 | 12.1592 | 0 | -1 | 0.43292 | 0 | -1 | 1.3611 | 0 | -1 | 2.8159 | 0 | -1 | 4.9938 | 0 | -1 | 0.15593 | 0 | -1 | 9.7597 | 0 | -1
11 | 1.0028 | 0 | -1 | 7.2538 | 0 | -1 | 4.3475 | 0 | -1 | 4.89 | 0 | -1 | 0.16543 | 0 | -1 | 17.6595 | 0 | -1 | 0.41512 | 0 | -1 | 6.9209 | 0 | -1 | 4.3475 | 0 | -1 | 4.89 | 0 | -1 | 0.1696 | 0 | -1 | 16.7431 | 0 | -1 | 0.34212 | 0 | -1 | 4.5555 | 0 | -1 | 2.7696 | 0 | -1 | 4.89 | 0 | -1 | 0.16543 | 0 | -1 | 12.7227 | 0 | -1
12 | 0.052485 | 0 | -1 | 15.9177 | 0 | -1 | 4.3019 | 0 | -1 | 4.9018 | 0 | -1 | 0.17969 | 0 | -1 | 25.3536 | 0 | -1 | 0 | 0 |  | 14.0313 | 0 | -1 | 4.3019 | 0 | -1 | 4.9018 | 0 | -1 | 0.18422 | 0 | -1 | 23.4192 | 0 | -1 | 0 | 0 |  | 9.611 | 0 | -1 | 2.7406 | 0 | -1 | 4.9018 | 0 | -1 | 0.17969 | 0 | -1 | 17.4331 | 0 | -1
Annual | 31.5812 | 0 | -1 | 65.3074 | 0 | -1 | 53.0565 | 0 | -1 | 59.4631 | 0 | -1 | 2.0133 | 0 | -1 | 211.4215 | 0 | -1 | 20.0835 | 0 | -1 | 60.5742 | 0 | -1 | 53.0565 | 0 | -1 | 59.4631 | 0 | -1 | 2.0641 | 0 | -1 | 195.2414 | 0 | -1 | 16.3288 | 0 | -1 | 41.1254 | 0 | -1 | 33.8004 | 0 | -1 | 59.4631 | 0 | -1 | 2.0133 | 0 | -1 | 152.7309 | 0 | -1

## MediumOffice_4982m211
Epoch | Pre1980 | [17 empty] | Post1980 | [17 empty] | New2004
Energy Type | Cooling (kWh/m2) |  |  | Heating (kWh/m2) |  |  | Lights (kWh/m2) |  |  | Equipment (kWh/m2) |  |  | DHW (kWh/m2) |  |  | EUI (kWh/m2) |  |  | Cooling (kWh/m2) |  |  | Heating (kWh/m2) |  |  | Lights (kWh/m2) |  |  | Equipment (kWh/m2) |  |  | DHW (kWh/m2) |  |  | EUI (kWh/m2) |  |  | Cooling (kWh/m2) |  |  | Heating (kWh/m2) |  |  | Lights (kWh/m2) |  |  | Equipment (kWh/m2) |  |  | DHW (kWh/m2) |  |  | EUI (kWh/m2)
Simulation Type | EP | UMI | error | EP | UMI | error | EP | UMI | error | EP | UMI | error | EP | UMI | error | EP | UMI | error | EP | UMI | error | EP | UMI | error | EP | UMI | error | EP | UMI | error | EP | UMI | error | EP | UMI | error | EP | UMI | error | EP | UMI | error | EP | UMI | error | EP | UMI | error | EP | UMI | error | EP | UMI | error
Month
1 | 0.048943 | 0 | -1 | 17.5317 | 0 | -1 | 4.4201 | 0 | -1 | 4.9938 | 0 | -1 | 0.19234 | 0 | -1 | 27.187 | 0 | -1 | 0 | 0 |  | 15.4455 | 0 | -1 | 4.4201 | 0 | -1 | 4.9938 | 0 | -1 | 0.19719 | 0 | -1 | 25.0567 | 0 | -1 | 0 | 0 |  | 10.8123 | 0 | -1 | 2.8159 | 0 | -1 | 4.9938 | 0 | -1 | 0.19234 | 0 | -1 | 18.8144 | 0 | -1
2 | 0.17166 | 0 | -1 | 12.7517 | 0 | -1 | 4.0181 | 0 | -1 | 4.5246 | 0 | -1 | 0.17769 | 0 | -1 | 21.6438 | 0 | -1 | 0.015844 | 0 | -1 | 11.4535 | 0 | -1 | 4.0181 | 0 | -1 | 4.5246 | 0 | -1 | 0.18218 | 0 | -1 | 20.1942 | 0 | -1 | 0.01338 | 0 | -1 | 7.8036 | 0 | -1 | 2.5598 | 0 | -1 | 4.5246 | 0 | -1 | 0.17769 | 0 | -1 | 15.0791 | 0 | -1
3 | 0.64393 | 0 | -1 | 6.4217 | 0 | -1 | 4.7613 | 0 | -1 | 5.2307 | 0 | -1 | 0.20214 | 0 | -1 | 17.2597 | 0 | -1 | 0.063644 | 0 | -1 | 6.0468 | 0 | -1 | 4.7613 | 0 | -1 | 5.2307 | 0 | -1 | 0.20725 | 0 | -1 | 16.3096 | 0 | -1 | 0.05349 | 0 | -1 | 4.0443 | 0 | -1 | 3.0332 | 0 | -1 | 5.2307 | 0 | -1 | 0.20214 | 0 | -1 | 12.5638 | 0 | -1
4 | 1.8252 | 0 | -1 | 3.2736 | 0 | -1 | 4.2816 | 0 | -1 | 4.8244 | 0 | -1 | 0.17655 | 0 | -1 | 14.3813 | 0 | -1 | 0.85813 | 0 | -1 | 3.2888 | 0 | -1 | 4.2816 | 0 | -1 | 4.8244 | 0 | -1 | 0.181 | 0 | -1 | 13.434 | 0 | -1 | 0.69404 | 0 | -1 | 2.1859 | 0 | -1 | 2.7277 | 0 | -1 | 4.8244 | 0 | -1 | 0.17655 | 0 | -1 | 10.6085 | 0 | -1
5 | 3.5681 | 0 | -1 | 0.4603 | 0 | -1 | 4.5907 | 0 | -1 | 5.1123 | 0 | -1 | 0.17336 | 0 | -1 | 13.9047 | 0 | -1 | 1.6664 | 0 | -1 | 0.84409 | 0 | -1 | 4.5907 | 0 | -1 | 5.1123 | 0 | -1 | 0.17773 | 0 | -1 | 12.3912 | 0 | -1 | 1.3972 | 0 | -1 | 0.48336 | 0 | -1 | 2.9246 | 0 | -1 | 5.1123 | 0 | -1 | 0.17336 | 0 | -1 | 10.0908 | 0 | -1
6 | 5.5069 | 0 | -1 | 0.018599 | 0 | -1 | 4.5704 | 0 | -1 | 5.0348 | 0 | -1 | 0.15671 | 0 | -1 | 15.2874 | 0 | -1 | 3.8793 | 0 | -1 | 0.075686 | 0 | -1 | 4.5704 | 0 | -1 | 5.0348 | 0 | -1 | 0.16065 | 0 | -1 | 13.7208 | 0 | -1 | 3.162 | 0 | -1 | 0.036918 | 0 | -1 | 2.9117 | 0 | -1 | 5.0348 | 0 | -1 | 0.15671 | 0 | -1 | 11.3021 | 0 | -1
7 | 6.8519 | 0 | -1 | 0.001396 | 0 | -1 | 4.3019 | 0 | -1 | 4.9018 | 0 | -1 | 0.14329 | 0 | -1 | 16.2003 | 0 | -1 | 5.5655 | 0 | -1 | 0.016444 | 0 | -1 | 4.3019 | 0 | -1 | 4.9018 | 0 | -1 | 0.14689 | 0 | -1 | 14.9325 | 0 | -1 | 4.4275 | 0 | -1 | 0.0065499 | 0 | -1 | 2.7406 | 0 | -1 | 4.9018 | 0 | -1 | 0.14329 | 0 | -1 | 12.2198 | 0 | -1
8 | 5.9485 | 0 | -1 | 0.00459 | 0 | -1 | 4.7613 | 0 | -1 | 5.2307 | 0 | -1 | 0.14873 | 0 | -1 | 16.0938 | 0 | -1 | 4.5391 | 0 | -1 | 0.047491 | 0 | -1 | 4.7613 | 0 | -1 | 5.2307 | 0 | -1 | 0.15247 | 0 | -1 | 14.731 | 0 | -1 | 3.669 | 0 | -1 | 0.021932 | 0 | -1 | 3.0332 | 0 | -1 | 5.2307 | 0 | -1 | 0.14873 | 0 | -1 | 12.1035 | 0 | -1
9 | 3.9798 | 0 | -1 | 0.16162 | 0 | -1 | 4.2816 | 0 | -1 | 4.8244 | 0 | -1 | 0.14146 | 0 | -1 | 13.3889 | 0 | -1 | 2.5744 | 0 | -1 | 0.32444 | 0 | -1 | 4.2816 | 0 | -1 | 4.8244 | 0 | -1 | 0.14501 | 0 | -1 | 12.1498 | 0 | -1 | 2.1371 | 0 | -1 | 0.20285 | 0 | -1 | 2.7277 | 0 | -1 | 4.8244 | 0 | -1 | 0.14146 | 0 | -1 | 10.0334 | 0 | -1
10 | 1.981 | 0 | -1 | 1.5108 | 0 | -1 | 4.4201 | 0 | -1 | 4.9938 | 0 | -1 | 0.15593 | 0 | -1 | 13.0617 | 0 | -1 | 0.50616 | 0 | -1 | 2.0793 | 0 | -1 | 4.4201 | 0 | -1 | 4.9938 | 0 | -1 | 0.15985 | 0 | -1 | 12.1592 | 0 | -1 | 0.43292 | 0 | -1 | 1.3611 | 0 | -1 | 2.8159 | 0 | -1 | 4.9938 | 0 | -1 | 0.15593 | 0 | -1 | 9.7597 | 0 | -1
11 | 1.0028 | 0 | -1 | 7.2538 | 0 | -1 | 4.3475 | 0 | -1 | 4.89 | 0 | -1 | 0.16543 | 0 | -1 | 17.6595 | 0 | -1 | 0.41512 | 0 | -1 | 6.9209 | 0 | -1 | 4.3475 | 0 | -1 | 4.89 | 0 | -1 | 0.1696 | 0 | -1 | 16.7431 | 0 | -1 | 0.34212 | 0 | -1 | 4.5555 | 0 | -1 | 2.7696 | 0 | -1 | 4.89 | 0 | -1 | 0.16543 | 0 | -1 | 12.7227 | 0 | -1
12 | 0.052485 | 0 | -1 | 15.9177 | 0 | -1 | 4.3019 | 0 | -1 | 4.9018 | 0 | -1 | 0.17969 | 0 | -1 | 25.3536 | 0 | -1 | 0 | 0 |  | 14.0313 | 0 | -1 | 4.3019 | 0 | -1 | 4.9018 | 0 | -1 | 0.18422 | 0 | -1 | 23.4192 | 0 | -1 | 0 | 0 |  | 9.611 | 0 | -1 | 2.7406 | 0 | -1 | 4.9018 | 0 | -1 | 0.17969 | 0 | -1 | 17.4331 | 0 | -1
Annual | 31.5812 | 0 | -1 | 65.3074 | 0 | -1 | 53.0565 | 0 | -1 | 59.4631 | 0 | -1 | 2.0133 | 0 | -1 | 211.4215 | 0 | -1 | 20.0835 | 0 | -1 | 60.5742 | 0 | -1 | 53.0565 | 0 | -1 | 59.4631 | 0 | -1 | 2.0641 | 0 | -1 | 195.2414 | 0 | -1 | 16.3288 | 0 | -1 | 41.1254 | 0 | -1 | 33.8004 | 0 | -1 | 59.4631 | 0 | -1 | 2.0133 | 0 | -1 | 152.7309 | 0 | -1

## SmallOffice_511m22
Epoch | Pre1980 | [17 empty] | Post1980 | [17 empty] | New2004
Energy Type | Cooling (kWh/m2) |  |  | Heating (kWh/m2) |  |  | Lights (kWh/m2) |  |  | Equipment (kWh/m2) |  |  | DHW (kWh/m2) |  |  | EUI (kWh/m2) |  |  | Cooling (kWh/m2) |  |  | Heating (kWh/m2) |  |  | Lights (kWh/m2) |  |  | Equipment (kWh/m2) |  |  | DHW (kWh/m2) |  |  | EUI (kWh/m2) |  |  | Cooling (kWh/m2) |  |  | Heating (kWh/m2) |  |  | Lights (kWh/m2) |  |  | Equipment (kWh/m2) |  |  | DHW (kWh/m2) |  |  | EUI (kWh/m2)
Simulation Type | EP | UMI | error | EP | UMI | error | EP | UMI | error | EP | UMI | error | EP | UMI | error | EP | UMI | error | EP | UMI | error | EP | UMI | error | EP | UMI | error | EP | UMI | error | EP | UMI | error | EP | UMI | error | EP | UMI | error | EP | UMI | error | EP | UMI | error | EP | UMI | error | EP | UMI | error | EP | UMI | error
Month
1 | 0.055684 | 0 | -1 | 35.7766 | 0 | -1 | 4.6537 | 0 | -1 | 4.0145 | 0 | -1 | 0.55359 | 0 | -1 | 45.0542 | 0 | -1 | 0.010384 | 0 | -1 | 18.3812 | 0 | -1 | 4.6537 | 0 | -1 | 4.0145 | 0 | -1 | 0.56705 | 0 | -1 | 27.6269 | 0 | -1 | 0.0018812 | 0 | -1 | 12.7856 | 0 | -1 | 2.5706 | 0 | -1 | 4.0145 | 0 | -1 | 0.5536 | 0 | -1 | 19.9261 | 0 | -1
2 | 0.17503 | 0 | -1 | 27.2468 | 0 | -1 | 4.2213 | 0 | -1 | 3.6336 | 0 | -1 | 0.50418 | 0 | -1 | 35.7809 | 0 | -1 | 0.043462 | 0 | -1 | 13.7182 | 0 | -1 | 4.2213 | 0 | -1 | 3.6336 | 0 | -1 | 0.51643 | 0 | -1 | 22.1331 | 0 | -1 | 0.0080386 | 0 | -1 | 9.5515 | 0 | -1 | 2.3317 | 0 | -1 | 3.6336 | 0 | -1 | 0.50418 | 0 | -1 | 16.0291 | 0 | -1
3 | 0.64244 | 0 | -1 | 15.8544 | 0 | -1 | 5.0161 | 0 | -1 | 4.163 | 0 | -1 | 0.56291 | 0 | -1 | 26.2388 | 0 | -1 | 0.30491 | 0 | -1 | 7.1258 | 0 | -1 | 5.0161 | 0 | -1 | 4.163 | 0 | -1 | 0.57661 | 0 | -1 | 17.1864 | 0 | -1 | 0.16014 | 0 | -1 | 5.4258 | 0 | -1 | 2.7707 | 0 | -1 | 4.163 | 0 | -1 | 0.56292 | 0 | -1 | 13.0826 | 0 | -1
4 | 2.0748 | 0 | -1 | 8.4282 | 0 | -1 | 4.4804 | 0 | -1 | 3.8763 | 0 | -1 | 0.52638 | 0 | -1 | 19.386 | 0 | -1 | 1.288 | 0 | -1 | 3.6922 | 0 | -1 | 4.4804 | 0 | -1 | 3.8763 | 0 | -1 | 0.53916 | 0 | -1 | 13.876 | 0 | -1 | 0.86901 | 0 | -1 | 2.8734 | 0 | -1 | 2.4748 | 0 | -1 | 3.8763 | 0 | -1 | 0.52639 | 0 | -1 | 10.6199 | 0 | -1
5 | 3.9613 | 0 | -1 | 1.85 | 0 | -1 | 4.8349 | 0 | -1 | 4.0888 | 0 | -1 | 0.53494 | 0 | -1 | 15.27 | 0 | -1 | 2.6206 | 0 | -1 | 0.46395 | 0 | -1 | 4.8349 | 0 | -1 | 4.0888 | 0 | -1 | 0.54879 | 0 | -1 | 12.557 | 0 | -1 | 1.8806 | 0 | -1 | 0.23588 | 0 | -1 | 2.6706 | 0 | -1 | 4.0888 | 0 | -1 | 0.5358 | 0 | -1 | 9.4117 | 0 | -1
6 | 6.6599 | 0 | -1 | 0.13293 | 0 | -1 | 4.8115 | 0 | -1 | 4.0113 | 0 | -1 | 0.50773 | 0 | -1 | 16.1234 | 0 | -1 | 4.9194 | 0 | -1 | 0.018051 | 0 | -1 | 4.8115 | 0 | -1 | 4.0113 | 0 | -1 | 0.51917 | 0 | -1 | 14.2794 | 0 | -1 | 3.5275 | 0 | -1 | 0.0074395 | 0 | -1 | 2.6577 | 0 | -1 | 4.0113 | 0 | -1 | 0.50689 | 0 | -1 | 10.7109 | 0 | -1
7 | 8.1899 | 0 | -1 | 0.029781 | 0 | -1 | 4.5038 | 0 | -1 | 3.9537 | 0 | -1 | 0.50528 | 0 | -1 | 17.1825 | 0 | -1 | 6.0203 | 0 | -1 | 0.0028436 | 0 | -1 | 4.5038 | 0 | -1 | 3.9537 | 0 | -1 | 0.51749 | 0 | -1 | 14.9981 | 0 | -1 | 4.2791 | 0 | -1 | 0.00016995 | 0 | -1 | 2.4877 | 0 | -1 | 3.9537 | 0 | -1 | 0.50529 | 0 | -1 | 11.226 | 0 | -1
8 | 7.2477 | 0 | -1 | 0.095291 | 0 | -1 | 5.0161 | 0 | -1 | 4.163 | 0 | -1 | 0.51036 | 0 | -1 | 17.0325 | 0 | -1 | 5.4165 | 0 | -1 | 0.0045077 | 0 | -1 | 5.0161 | 0 | -1 | 4.163 | 0 | -1 | 0.52271 | 0 | -1 | 15.1228 | 0 | -1 | 3.9138 | 0 | -1 | 0.00026601 | 0 | -1 | 2.7707 | 0 | -1 | 4.163 | 0 | -1 | 0.51037 | 0 | -1 | 11.3582 | 0 | -1
9 | 4.7377 | 0 | -1 | 0.59313 | 0 | -1 | 4.4804 | 0 | -1 | 3.8763 | 0 | -1 | 0.49163 | 0 | -1 | 14.1791 | 0 | -1 | 3.4945 | 0 | -1 | 0.1334 | 0 | -1 | 4.4804 | 0 | -1 | 3.8763 | 0 | -1 | 0.50439 | 0 | -1 | 12.4889 | 0 | -1 | 2.5344 | 0 | -1 | 0.075037 | 0 | -1 | 2.4748 | 0 | -1 | 3.8763 | 0 | -1 | 0.49248 | 0 | -1 | 9.453 | 0 | -1
10 | 2.0347 | 0 | -1 | 5.0111 | 0 | -1 | 4.6537 | 0 | -1 | 4.0145 | 0 | -1 | 0.51799 | 0 | -1 | 16.2321 | 0 | -1 | 1.331 | 0 | -1 | 1.5742 | 0 | -1 | 4.6537 | 0 | -1 | 4.0145 | 0 | -1 | 0.53053 | 0 | -1 | 12.104 | 0 | -1 | 0.89088 | 0 | -1 | 1.1427 | 0 | -1 | 2.5706 | 0 | -1 | 4.0145 | 0 | -1 | 0.518 | 0 | -1 | 9.1366 | 0 | -1
11 | 1.1012 | 0 | -1 | 16.3846 | 0 | -1 | 4.5992 | 0 | -1 | 3.9236 | 0 | -1 | 0.51621 | 0 | -1 | 26.5248 | 0 | -1 | 0.74645 | 0 | -1 | 7.5978 | 0 | -1 | 4.5992 | 0 | -1 | 3.9236 | 0 | -1 | 0.52786 | 0 | -1 | 17.395 | 0 | -1 | 0.39827 | 0 | -1 | 5.0741 | 0 | -1 | 2.5404 | 0 | -1 | 3.9236 | 0 | -1 | 0.51536 | 0 | -1 | 12.4517 | 0 | -1
12 | 0.052534 | 0 | -1 | 33.1579 | 0 | -1 | 4.5038 | 0 | -1 | 3.9537 | 0 | -1 | 0.54088 | 0 | -1 | 42.2089 | 0 | -1 | 0.013936 | 0 | -1 | 16.9275 | 0 | -1 | 4.5038 | 0 | -1 | 3.9537 | 0 | -1 | 0.55401 | 0 | -1 | 25.9529 | 0 | -1 | 0.01498 | 0 | -1 | 11.5494 | 0 | -1 | 2.4877 | 0 | -1 | 3.9537 | 0 | -1 | 0.54088 | 0 | -1 | 18.5467 | 0 | -1
Annual | 36.933 | 0 | -1 | 144.5607 | 0 | -1 | 55.7749 | 0 | -1 | 47.6725 | 0 | -1 | 6.2721 | 0 | -1 | 291.2131 | 0 | -1 | 26.2094 | 0 | -1 | 69.6397 | 0 | -1 | 55.7749 | 0 | -1 | 47.6725 | 0 | -1 | 6.4242 | 0 | -1 | 205.7206 | 0 | -1 | 18.4787 | 0 | -1 | 48.7212 | 0 | -1 | 30.8079 | 0 | -1 | 47.6725 | 0 | -1 | 6.2722 | 0 | -1 | 151.9524 | 0 | -1

## SmallOffice_511m211
Epoch | Pre1980 | [17 empty] | Post1980 | [17 empty] | New2004
Energy Type | Cooling (kWh/m2) |  |  | Heating (kWh/m2) |  |  | Lights (kWh/m2) |  |  | Equipment (kWh/m2) |  |  | DHW (kWh/m2) |  |  | EUI (kWh/m2) |  |  | Cooling (kWh/m2) |  |  | Heating (kWh/m2) |  |  | Lights (kWh/m2) |  |  | Equipment (kWh/m2) |  |  | DHW (kWh/m2) |  |  | EUI (kWh/m2) |  |  | Cooling (kWh/m2) |  |  | Heating (kWh/m2) |  |  | Lights (kWh/m2) |  |  | Equipment (kWh/m2) |  |  | DHW (kWh/m2) |  |  | EUI (kWh/m2)
Simulation Type | EP | UMI | error | EP | UMI | error | EP | UMI | error | EP | UMI | error | EP | UMI | error | EP | UMI | error | EP | UMI | error | EP | UMI | error | EP | UMI | error | EP | UMI | error | EP | UMI | error | EP | UMI | error | EP | UMI | error | EP | UMI | error | EP | UMI | error | EP | UMI | error | EP | UMI | error | EP | UMI | error
Month
1 | 0.055684 | 0 | -1 | 35.7766 | 0 | -1 | 4.6537 | 0 | -1 | 4.0145 | 0 | -1 | 0.55359 | 0 | -1 | 45.0542 | 0 | -1 | 0.010384 | 0 | -1 | 18.3812 | 0 | -1 | 4.6537 | 0 | -1 | 4.0145 | 0 | -1 | 0.56705 | 0 | -1 | 27.6269 | 0 | -1 | 0.0018812 | 0 | -1 | 12.7856 | 0 | -1 | 2.5706 | 0 | -1 | 4.0145 | 0 | -1 | 0.5536 | 0 | -1 | 19.9261 | 0 | -1
2 | 0.17503 | 0 | -1 | 27.2468 | 0 | -1 | 4.2213 | 0 | -1 | 3.6336 | 0 | -1 | 0.50418 | 0 | -1 | 35.7809 | 0 | -1 | 0.043462 | 0 | -1 | 13.7182 | 0 | -1 | 4.2213 | 0 | -1 | 3.6336 | 0 | -1 | 0.51643 | 0 | -1 | 22.1331 | 0 | -1 | 0.0080386 | 0 | -1 | 9.5515 | 0 | -1 | 2.3317 | 0 | -1 | 3.6336 | 0 | -1 | 0.50418 | 0 | -1 | 16.0291 | 0 | -1
3 | 0.64244 | 0 | -1 | 15.8544 | 0 | -1 | 5.0161 | 0 | -1 | 4.163 | 0 | -1 | 0.56291 | 0 | -1 | 26.2388 | 0 | -1 | 0.30491 | 0 | -1 | 7.1258 | 0 | -1 | 5.0161 | 0 | -1 | 4.163 | 0 | -1 | 0.57661 | 0 | -1 | 17.1864 | 0 | -1 | 0.16014 | 0 | -1 | 5.4258 | 0 | -1 | 2.7707 | 0 | -1 | 4.163 | 0 | -1 | 0.56292 | 0 | -1 | 13.0826 | 0 | -1
4 | 2.0748 | 0 | -1 | 8.4282 | 0 | -1 | 4.4804 | 0 | -1 | 3.8763 | 0 | -1 | 0.52638 | 0 | -1 | 19.386 | 0 | -1 | 1.288 | 0 | -1 | 3.6922 | 0 | -1 | 4.4804 | 0 | -1 | 3.8763 | 0 | -1 | 0.53916 | 0 | -1 | 13.876 | 0 | -1 | 0.86901 | 0 | -1 | 2.8734 | 0 | -1 | 2.4748 | 0 | -1 | 3.8763 | 0 | -1 | 0.52639 | 0 | -1 | 10.6199 | 0 | -1
5 | 3.9613 | 0 | -1 | 1.85 | 0 | -1 | 4.8349 | 0 | -1 | 4.0888 | 0 | -1 | 0.53494 | 0 | -1 | 15.27 | 0 | -1 | 2.6206 | 0 | -1 | 0.46395 | 0 | -1 | 4.8349 | 0 | -1 | 4.0888 | 0 | -1 | 0.54879 | 0 | -1 | 12.557 | 0 | -1 | 1.8806 | 0 | -1 | 0.23588 | 0 | -1 | 2.6706 | 0 | -1 | 4.0888 | 0 | -1 | 0.5358 | 0 | -1 | 9.4117 | 0 | -1
6 | 6.6599 | 0 | -1 | 0.13293 | 0 | -1 | 4.8115 | 0 | -1 | 4.0113 | 0 | -1 | 0.50773 | 0 | -1 | 16.1234 | 0 | -1 | 4.9194 | 0 | -1 | 0.018051 | 0 | -1 | 4.8115 | 0 | -1 | 4.0113 | 0 | -1 | 0.51917 | 0 | -1 | 14.2794 | 0 | -1 | 3.5275 | 0 | -1 | 0.0074395 | 0 | -1 | 2.6577 | 0 | -1 | 4.0113 | 0 | -1 | 0.50689 | 0 | -1 | 10.7109 | 0 | -1
7 | 8.1899 | 0 | -1 | 0.029781 | 0 | -1 | 4.5038 | 0 | -1 | 3.9537 | 0 | -1 | 0.50528 | 0 | -1 | 17.1825 | 0 | -1 | 6.0203 | 0 | -1 | 0.0028436 | 0 | -1 | 4.5038 | 0 | -1 | 3.9537 | 0 | -1 | 0.51749 | 0 | -1 | 14.9981 | 0 | -1 | 4.2791 | 0 | -1 | 0.00016995 | 0 | -1 | 2.4877 | 0 | -1 | 3.9537 | 0 | -1 | 0.50529 | 0 | -1 | 11.226 | 0 | -1
8 | 7.2477 | 0 | -1 | 0.095291 | 0 | -1 | 5.0161 | 0 | -1 | 4.163 | 0 | -1 | 0.51036 | 0 | -1 | 17.0325 | 0 | -1 | 5.4165 | 0 | -1 | 0.0045077 | 0 | -1 | 5.0161 | 0 | -1 | 4.163 | 0 | -1 | 0.52271 | 0 | -1 | 15.1228 | 0 | -1 | 3.9138 | 0 | -1 | 0.00026601 | 0 | -1 | 2.7707 | 0 | -1 | 4.163 | 0 | -1 | 0.51037 | 0 | -1 | 11.3582 | 0 | -1
9 | 4.7377 | 0 | -1 | 0.59313 | 0 | -1 | 4.4804 | 0 | -1 | 3.8763 | 0 | -1 | 0.49163 | 0 | -1 | 14.1791 | 0 | -1 | 3.4945 | 0 | -1 | 0.1334 | 0 | -1 | 4.4804 | 0 | -1 | 3.8763 | 0 | -1 | 0.50439 | 0 | -1 | 12.4889 | 0 | -1 | 2.5344 | 0 | -1 | 0.075037 | 0 | -1 | 2.4748 | 0 | -1 | 3.8763 | 0 | -1 | 0.49248 | 0 | -1 | 9.453 | 0 | -1
10 | 2.0347 | 0 | -1 | 5.0111 | 0 | -1 | 4.6537 | 0 | -1 | 4.0145 | 0 | -1 | 0.51799 | 0 | -1 | 16.2321 | 0 | -1 | 1.331 | 0 | -1 | 1.5742 | 0 | -1 | 4.6537 | 0 | -1 | 4.0145 | 0 | -1 | 0.53053 | 0 | -1 | 12.104 | 0 | -1 | 0.89088 | 0 | -1 | 1.1427 | 0 | -1 | 2.5706 | 0 | -1 | 4.0145 | 0 | -1 | 0.518 | 0 | -1 | 9.1366 | 0 | -1
11 | 1.1012 | 0 | -1 | 16.3846 | 0 | -1 | 4.5992 | 0 | -1 | 3.9236 | 0 | -1 | 0.51621 | 0 | -1 | 26.5248 | 0 | -1 | 0.74645 | 0 | -1 | 7.5978 | 0 | -1 | 4.5992 | 0 | -1 | 3.9236 | 0 | -1 | 0.52786 | 0 | -1 | 17.395 | 0 | -1 | 0.39827 | 0 | -1 | 5.0741 | 0 | -1 | 2.5404 | 0 | -1 | 3.9236 | 0 | -1 | 0.51536 | 0 | -1 | 12.4517 | 0 | -1
12 | 0.052534 | 0 | -1 | 33.1579 | 0 | -1 | 4.5038 | 0 | -1 | 3.9537 | 0 | -1 | 0.54088 | 0 | -1 | 42.2089 | 0 | -1 | 0.013936 | 0 | -1 | 16.9275 | 0 | -1 | 4.5038 | 0 | -1 | 3.9537 | 0 | -1 | 0.55401 | 0 | -1 | 25.9529 | 0 | -1 | 0.01498 | 0 | -1 | 11.5494 | 0 | -1 | 2.4877 | 0 | -1 | 3.9537 | 0 | -1 | 0.54088 | 0 | -1 | 18.5467 | 0 | -1
Annual | 36.933 | 0 | -1 | 144.5607 | 0 | -1 | 55.7749 | 0 | -1 | 47.6725 | 0 | -1 | 6.2721 | 0 | -1 | 291.2131 | 0 | -1 | 26.2094 | 0 | -1 | 69.6397 | 0 | -1 | 55.7749 | 0 | -1 | 47.6725 | 0 | -1 | 6.4242 | 0 | -1 | 205.7206 | 0 | -1 | 18.4787 | 0 | -1 | 48.7212 | 0 | -1 | 30.8079 | 0 | -1 | 47.6725 | 0 | -1 | 6.2722 | 0 | -1 | 151.9524 | 0 | -1

## Warehouse_4835m22
Epoch | Pre1980 | [17 empty] | Post1980 | [17 empty] | New2004
Energy Type | Cooling (kWh/m2) |  |  | Heating (kWh/m2) |  |  | Lights (kWh/m2) |  |  | Equipment (kWh/m2) |  |  | DHW (kWh/m2) |  |  | EUI (kWh/m2) |  |  | Cooling (kWh/m2) |  |  | Heating (kWh/m2) |  |  | Lights (kWh/m2) |  |  | Equipment (kWh/m2) |  |  | DHW (kWh/m2) |  |  | EUI (kWh/m2) |  |  | Cooling (kWh/m2) |  |  | Heating (kWh/m2) |  |  | Lights (kWh/m2) |  |  | Equipment (kWh/m2) |  |  | DHW (kWh/m2) |  |  | EUI (kWh/m2)
Simulation Type | EP | UMI | error | EP | UMI | error | EP | UMI | error | EP | UMI | error | EP | UMI | error | EP | UMI | error | EP | UMI | error | EP | UMI | error | EP | UMI | error | EP | UMI | error | EP | UMI | error | EP | UMI | error | EP | UMI | error | EP | UMI | error | EP | UMI | error | EP | UMI | error | EP | UMI | error | EP | UMI | error
Month
1 | 0 | 0 |  | 43.3882 | 0 | -1 | 1.5349 | 0 | -1 | 0.50233 | 0 | -1 | 0 | 0 |  | 45.4255 | 0 | -1 | 0 | 0 |  | 39.6996 | 0 | -1 | 1.5349 | 0 | -1 | 0.50233 | 0 | -1 | 0 | 0 |  | 41.7369 | 0 | -1 | 0 | 0 |  | 18.9698 | 0 | -1 | 2.6241 | 0 | -1 | 0.50233 | 0 | -1 | 0 | 0 |  | 22.0962 | 0 | -1
2 | 0 | 0 |  | 33.3833 | 0 | -1 | 1.389 | 0 | -1 | 0.45505 | 0 | -1 | 0 | 0 |  | 35.2274 | 0 | -1 | 0 | 0 |  | 30.5552 | 0 | -1 | 1.389 | 0 | -1 | 0.45505 | 0 | -1 | 0 | 0 |  | 32.3992 | 0 | -1 | 0 | 0 |  | 14.5369 | 0 | -1 | 2.3747 | 0 | -1 | 0.45505 | 0 | -1 | 0 | 0 |  | 17.3667 | 0 | -1
3 | 0 | 0 |  | 17.4367 | 0 | -1 | 1.6331 | 0 | -1 | 0.53455 | 0 | -1 | 0 | 0 |  | 19.6044 | 0 | -1 | 0 | 0 |  | 15.7981 | 0 | -1 | 1.6331 | 0 | -1 | 0.53455 | 0 | -1 | 0 | 0 |  | 17.9657 | 0 | -1 | 0 | 0 |  | 8.0973 | 0 | -1 | 2.7919 | 0 | -1 | 0.53455 | 0 | -1 | 0 | 0 |  | 11.4237 | 0 | -1
4 | 0.05742 | 0 | -1 | 8.6487 | 0 | -1 | 1.4727 | 0 | -1 | 0.4833 | 0 | -1 | 0 | 0 |  | 10.6621 | 0 | -1 | 0.040004 | 0 | -1 | 7.9257 | 0 | -1 | 1.4727 | 0 | -1 | 0.4833 | 0 | -1 | 0 | 0 |  | 9.9218 | 0 | -1 | 0.019284 | 0 | -1 | 4.1476 | 0 | -1 | 2.5178 | 0 | -1 | 0.4833 | 0 | -1 | 0 | 0 |  | 7.1679 | 0 | -1
5 | 0.18558 | 0 | -1 | 2.3381 | 0 | -1 | 1.584 | 0 | -1 | 0.51844 | 0 | -1 | 0 | 0 |  | 4.6262 | 0 | -1 | 0.14952 | 0 | -1 | 2.0586 | 0 | -1 | 1.584 | 0 | -1 | 0.51844 | 0 | -1 | 0 | 0 |  | 4.3106 | 0 | -1 | 0.094175 | 0 | -1 | 0.86043 | 0 | -1 | 2.708 | 0 | -1 | 0.51844 | 0 | -1 | 0 | 0 |  | 4.1811 | 0 | -1
6 | 0.78764 | 0 | -1 | 0.25804 | 0 | -1 | 1.5681 | 0 | -1 | 0.51342 | 0 | -1 | 0 | 0 |  | 3.1272 | 0 | -1 | 0.69156 | 0 | -1 | 0.226 | 0 | -1 | 1.5681 | 0 | -1 | 0.51342 | 0 | -1 | 0 | 0 |  | 2.9991 | 0 | -1 | 0.50623 | 0 | -1 | 0.084785 | 0 | -1 | 2.6808 | 0 | -1 | 0.51342 | 0 | -1 | 0 | 0 |  | 3.7852 | 0 | -1
7 | 1.4633 | 0 | -1 | 0.063243 | 0 | -1 | 1.4886 | 0 | -1 | 0.48832 | 0 | -1 | 0 | 0 |  | 3.5035 | 0 | -1 | 1.3153 | 0 | -1 | 0.058072 | 0 | -1 | 1.4886 | 0 | -1 | 0.48832 | 0 | -1 | 0 | 0 |  | 3.3503 | 0 | -1 | 0.95541 | 0 | -1 | 0.0048522 | 0 | -1 | 2.545 | 0 | -1 | 0.48832 | 0 | -1 | 0 | 0 |  | 3.9936 | 0 | -1
8 | 1.1081 | 0 | -1 | 0.1494 | 0 | -1 | 1.6331 | 0 | -1 | 0.53455 | 0 | -1 | 0 | 0 |  | 3.4251 | 0 | -1 | 1.0281 | 0 | -1 | 0.12972 | 0 | -1 | 1.6331 | 0 | -1 | 0.53455 | 0 | -1 | 0 | 0 |  | 3.3254 | 0 | -1 | 0.87255 | 0 | -1 | 0 | 0 |  | 2.7919 | 0 | -1 | 0.53455 | 0 | -1 | 0 | 0 |  | 4.199 | 0 | -1
9 | 0.40612 | 0 | -1 | 0.43484 | 0 | -1 | 1.4727 | 0 | -1 | 0.4833 | 0 | -1 | 0 | 0 |  | 2.797 | 0 | -1 | 0.3687 | 0 | -1 | 0.36956 | 0 | -1 | 1.4727 | 0 | -1 | 0.4833 | 0 | -1 | 0 | 0 |  | 2.6943 | 0 | -1 | 0.39588 | 0 | -1 | 0.085001 | 0 | -1 | 2.5178 | 0 | -1 | 0.4833 | 0 | -1 | 0 | 0 |  | 3.482 | 0 | -1
10 | 0 | 0 |  | 4.6028 | 0 | -1 | 1.5349 | 0 | -1 | 0.50233 | 0 | -1 | 0 | 0 |  | 6.6401 | 0 | -1 | 0 | 0 |  | 4.1209 | 0 | -1 | 1.5349 | 0 | -1 | 0.50233 | 0 | -1 | 0 | 0 |  | 6.1582 | 0 | -1 | 0.0092049 | 0 | -1 | 1.807 | 0 | -1 | 2.6241 | 0 | -1 | 0.50233 | 0 | -1 | 0 | 0 |  | 4.9426 | 0 | -1
11 | 0 | 0 |  | 15.6259 | 0 | -1 | 1.5162 | 0 | -1 | 0.49522 | 0 | -1 | 0 | 0 |  | 17.6374 | 0 | -1 | 0 | 0 |  | 14.0742 | 0 | -1 | 1.5162 | 0 | -1 | 0.49522 | 0 | -1 | 0 | 0 |  | 16.0856 | 0 | -1 | 0 | 0 |  | 6.4917 | 0 | -1 | 2.5921 | 0 | -1 | 0.49522 | 0 | -1 | 0 | 0 |  | 9.579 | 0 | -1
12 | 0 | 0 |  | 37.8993 | 0 | -1 | 1.4886 | 0 | -1 | 0.48832 | 0 | -1 | 0 | 0 |  | 39.8762 | 0 | -1 | 0 | 0 |  | 34.4641 | 0 | -1 | 1.4886 | 0 | -1 | 0.48832 | 0 | -1 | 0 | 0 |  | 36.4411 | 0 | -1 | 0 | 0 |  | 15.8716 | 0 | -1 | 2.545 | 0 | -1 | 0.48832 | 0 | -1 | 0 | 0 |  | 18.9049 | 0 | -1
Annual | 4.0082 | 0 | -1 | 164.2286 | 0 | -1 | 18.316 | 0 | -1 | 5.9991 | 0 | -1 | 0 | 0 |  | 192.552 | 0 | -1 | 3.5931 | 0 | -1 | 149.4798 | 0 | -1 | 18.316 | 0 | -1 | 5.9991 | 0 | -1 | 0 | 0 |  | 177.388 | 0 | -1 | 2.8527 | 0 | -1 | 70.9568 | 0 | -1 | 31.3132 | 0 | -1 | 5.9991 | 0 | -1 | 0 | 0 |  | 111.1219 | 0 | -1

## Warehouse_4835m211
Epoch | Pre1980 | [17 empty] | Post1980 | [17 empty] | New2004
Energy Type | Cooling (kWh/m2) |  |  | Heating (kWh/m2) |  |  | Lights (kWh/m2) |  |  | Equipment (kWh/m2) |  |  | DHW (kWh/m2) |  |  | EUI (kWh/m2) |  |  | Cooling (kWh/m2) |  |  | Heating (kWh/m2) |  |  | Lights (kWh/m2) |  |  | Equipment (kWh/m2) |  |  | DHW (kWh/m2) |  |  | EUI (kWh/m2) |  |  | Cooling (kWh/m2) |  |  | Heating (kWh/m2) |  |  | Lights (kWh/m2) |  |  | Equipment (kWh/m2) |  |  | DHW (kWh/m2) |  |  | EUI (kWh/m2)
Simulation Type | EP | UMI | error | EP | UMI | error | EP | UMI | error | EP | UMI | error | EP | UMI | error | EP | UMI | error | EP | UMI | error | EP | UMI | error | EP | UMI | error | EP | UMI | error | EP | UMI | error | EP | UMI | error | EP | UMI | error | EP | UMI | error | EP | UMI | error | EP | UMI | error | EP | UMI | error | EP | UMI | error
Month
1 | 0 | 0 |  | 43.3882 | 0 | -1 | 1.5349 | 0 | -1 | 0.50233 | 0 | -1 | 0 | 0 |  | 45.4255 | 0 | -1 | 0 | 0 |  | 39.6996 | 0 | -1 | 1.5349 | 0 | -1 | 0.50233 | 0 | -1 | 0 | 0 |  | 41.7369 | 0 | -1 | 0 | 0 |  | 18.9698 | 0 | -1 | 2.6241 | 0 | -1 | 0.50233 | 0 | -1 | 0 | 0 |  | 22.0962 | 0 | -1
2 | 0 | 0 |  | 33.3833 | 0 | -1 | 1.389 | 0 | -1 | 0.45505 | 0 | -1 | 0 | 0 |  | 35.2274 | 0 | -1 | 0 | 0 |  | 30.5552 | 0 | -1 | 1.389 | 0 | -1 | 0.45505 | 0 | -1 | 0 | 0 |  | 32.3992 | 0 | -1 | 0 | 0 |  | 14.5369 | 0 | -1 | 2.3747 | 0 | -1 | 0.45505 | 0 | -1 | 0 | 0 |  | 17.3667 | 0 | -1
3 | 0 | 0 |  | 17.4367 | 0 | -1 | 1.6331 | 0 | -1 | 0.53455 | 0 | -1 | 0 | 0 |  | 19.6044 | 0 | -1 | 0 | 0 |  | 15.7981 | 0 | -1 | 1.6331 | 0 | -1 | 0.53455 | 0 | -1 | 0 | 0 |  | 17.9657 | 0 | -1 | 0 | 0 |  | 8.0973 | 0 | -1 | 2.7919 | 0 | -1 | 0.53455 | 0 | -1 | 0 | 0 |  | 11.4237 | 0 | -1
4 | 0.05742 | 0 | -1 | 8.6487 | 0 | -1 | 1.4727 | 0 | -1 | 0.4833 | 0 | -1 | 0 | 0 |  | 10.6621 | 0 | -1 | 0.040004 | 0 | -1 | 7.9257 | 0 | -1 | 1.4727 | 0 | -1 | 0.4833 | 0 | -1 | 0 | 0 |  | 9.9218 | 0 | -1 | 0.019284 | 0 | -1 | 4.1476 | 0 | -1 | 2.5178 | 0 | -1 | 0.4833 | 0 | -1 | 0 | 0 |  | 7.1679 | 0 | -1
5 | 0.18558 | 0 | -1 | 2.3381 | 0 | -1 | 1.584 | 0 | -1 | 0.51844 | 0 | -1 | 0 | 0 |  | 4.6262 | 0 | -1 | 0.14952 | 0 | -1 | 2.0586 | 0 | -1 | 1.584 | 0 | -1 | 0.51844 | 0 | -1 | 0 | 0 |  | 4.3106 | 0 | -1 | 0.094175 | 0 | -1 | 0.86043 | 0 | -1 | 2.708 | 0 | -1 | 0.51844 | 0 | -1 | 0 | 0 |  | 4.1811 | 0 | -1
6 | 0.78764 | 0 | -1 | 0.25804 | 0 | -1 | 1.5681 | 0 | -1 | 0.51342 | 0 | -1 | 0 | 0 |  | 3.1272 | 0 | -1 | 0.69156 | 0 | -1 | 0.226 | 0 | -1 | 1.5681 | 0 | -1 | 0.51342 | 0 | -1 | 0 | 0 |  | 2.9991 | 0 | -1 | 0.50623 | 0 | -1 | 0.084785 | 0 | -1 | 2.6808 | 0 | -1 | 0.51342 | 0 | -1 | 0 | 0 |  | 3.7852 | 0 | -1
7 | 1.4633 | 0 | -1 | 0.063243 | 0 | -1 | 1.4886 | 0 | -1 | 0.48832 | 0 | -1 | 0 | 0 |  | 3.5035 | 0 | -1 | 1.3153 | 0 | -1 | 0.058072 | 0 | -1 | 1.4886 | 0 | -1 | 0.48832 | 0 | -1 | 0 | 0 |  | 3.3503 | 0 | -1 | 0.95541 | 0 | -1 | 0.0048522 | 0 | -1 | 2.545 | 0 | -1 | 0.48832 | 0 | -1 | 0 | 0 |  | 3.9936 | 0 | -1
8 | 1.1081 | 0 | -1 | 0.1494 | 0 | -1 | 1.6331 | 0 | -1 | 0.53455 | 0 | -1 | 0 | 0 |  | 3.4251 | 0 | -1 | 1.0281 | 0 | -1 | 0.12972 | 0 | -1 | 1.6331 | 0 | -1 | 0.53455 | 0 | -1 | 0 | 0 |  | 3.3254 | 0 | -1 | 0.87255 | 0 | -1 | 0 | 0 |  | 2.7919 | 0 | -1 | 0.53455 | 0 | -1 | 0 | 0 |  | 4.199 | 0 | -1
9 | 0.40612 | 0 | -1 | 0.43484 | 0 | -1 | 1.4727 | 0 | -1 | 0.4833 | 0 | -1 | 0 | 0 |  | 2.797 | 0 | -1 | 0.3687 | 0 | -1 | 0.36956 | 0 | -1 | 1.4727 | 0 | -1 | 0.4833 | 0 | -1 | 0 | 0 |  | 2.6943 | 0 | -1 | 0.39588 | 0 | -1 | 0.085001 | 0 | -1 | 2.5178 | 0 | -1 | 0.4833 | 0 | -1 | 0 | 0 |  | 3.482 | 0 | -1
10 | 0 | 0 |  | 4.6028 | 0 | -1 | 1.5349 | 0 | -1 | 0.50233 | 0 | -1 | 0 | 0 |  | 6.6401 | 0 | -1 | 0 | 0 |  | 4.1209 | 0 | -1 | 1.5349 | 0 | -1 | 0.50233 | 0 | -1 | 0 | 0 |  | 6.1582 | 0 | -1 | 0.0092049 | 0 | -1 | 1.807 | 0 | -1 | 2.6241 | 0 | -1 | 0.50233 | 0 | -1 | 0 | 0 |  | 4.9426 | 0 | -1
11 | 0 | 0 |  | 15.6259 | 0 | -1 | 1.5162 | 0 | -1 | 0.49522 | 0 | -1 | 0 | 0 |  | 17.6374 | 0 | -1 | 0 | 0 |  | 14.0742 | 0 | -1 | 1.5162 | 0 | -1 | 0.49522 | 0 | -1 | 0 | 0 |  | 16.0856 | 0 | -1 | 0 | 0 |  | 6.4917 | 0 | -1 | 2.5921 | 0 | -1 | 0.49522 | 0 | -1 | 0 | 0 |  | 9.579 | 0 | -1
12 | 0 | 0 |  | 37.8993 | 0 | -1 | 1.4886 | 0 | -1 | 0.48832 | 0 | -1 | 0 | 0 |  | 39.8762 | 0 | -1 | 0 | 0 |  | 34.4641 | 0 | -1 | 1.4886 | 0 | -1 | 0.48832 | 0 | -1 | 0 | 0 |  | 36.4411 | 0 | -1 | 0 | 0 |  | 15.8716 | 0 | -1 | 2.545 | 0 | -1 | 0.48832 | 0 | -1 | 0 | 0 |  | 18.9049 | 0 | -1
Annual | 4.0082 | 0 | -1 | 164.2286 | 0 | -1 | 18.316 | 0 | -1 | 5.9991 | 0 | -1 | 0 | 0 |  | 192.552 | 0 | -1 | 3.5931 | 0 | -1 | 149.4798 | 0 | -1 | 18.316 | 0 | -1 | 5.9991 | 0 | -1 | 0 | 0 |  | 177.388 | 0 | -1 | 2.8527 | 0 | -1 | 70.9568 | 0 | -1 | 31.3132 | 0 | -1 | 5.9991 | 0 | -1 | 0 | 0 |  | 111.1219 | 0 | -1

## Stand-aloneRetail_2294m22
Epoch | Pre1980 | [17 empty] | Post1980 | [17 empty] | New2004
Energy Type | Cooling (kWh/m2) |  |  | Heating (kWh/m2) |  |  | Lights (kWh/m2) |  |  | Equipment (kWh/m2) |  |  | DHW (kWh/m2) |  |  | EUI (kWh/m2) |  |  | Cooling (kWh/m2) |  |  | Heating (kWh/m2) |  |  | Lights (kWh/m2) |  |  | Equipment (kWh/m2) |  |  | DHW (kWh/m2) |  |  | EUI (kWh/m2) |  |  | Cooling (kWh/m2) |  |  | Heating (kWh/m2) |  |  | Lights (kWh/m2) |  |  | Equipment (kWh/m2) |  |  | DHW (kWh/m2) |  |  | EUI (kWh/m2)
Simulation Type | EP | UMI | error | EP | UMI | error | EP | UMI | error | EP | UMI | error | EP | UMI | error | EP | UMI | error | EP | UMI | error | EP | UMI | error | EP | UMI | error | EP | UMI | error | EP | UMI | error | EP | UMI | error | EP | UMI | error | EP | UMI | error | EP | UMI | error | EP | UMI | error | EP | UMI | error | EP | UMI | error
Month
1 | 0.0035232 | 0 | -1 | 53.3669 | 0 | -1 | 9.8608 | 0 | -1 | 2.0284 | 0 | -1 | 0 | 0 |  | 65.2596 | 0 | -1 | 0 | 0 |  | 49.8397 | 0 | -1 | 9.8608 | 0 | -1 | 2.0284 | 0 | -1 | 0 | 0 |  | 61.7289 | 0 | -1 | 0 | 0 |  | 31.6292 | 0 | -1 | 5.0801 | 0 | -1 | 2.0284 | 0 | -1 | 0 | 0 |  | 38.7377 | 0 | -1
2 | 5.1188e-05 | 0 | -1 | 41.9302 | 0 | -1 | 8.9703 | 0 | -1 | 1.8398 | 0 | -1 | 0 | 0 |  | 52.7403 | 0 | -1 | 0 | 0 |  | 39.234 | 0 | -1 | 8.9703 | 0 | -1 | 1.8398 | 0 | -1 | 0 | 0 |  | 50.044 | 0 | -1 | 0 | 0 |  | 25.2595 | 0 | -1 | 4.6213 | 0 | -1 | 1.8398 | 0 | -1 | 0 | 0 |  | 31.7206 | 0 | -1
3 | 0.37037 | 0 | -1 | 27.5588 | 0 | -1 | 10.2002 | 0 | -1 | 2.0719 | 0 | -1 | 0 | 0 |  | 40.2013 | 0 | -1 | 0.16897 | 0 | -1 | 25.6476 | 0 | -1 | 10.2002 | 0 | -1 | 2.0719 | 0 | -1 | 0 | 0 |  | 38.0888 | 0 | -1 | 0.079128 | 0 | -1 | 17.4301 | 0 | -1 | 5.2549 | 0 | -1 | 2.0719 | 0 | -1 | 0 | 0 |  | 24.8361 | 0 | -1
4 | 1.8796 | 0 | -1 | 15.6629 | 0 | -1 | 9.6911 | 0 | -1 | 1.9827 | 0 | -1 | 0 | 0 |  | 29.2164 | 0 | -1 | 1.3926 | 0 | -1 | 14.7295 | 0 | -1 | 9.6911 | 0 | -1 | 1.9827 | 0 | -1 | 0 | 0 |  | 27.7959 | 0 | -1 | 0.78322 | 0 | -1 | 10.3434 | 0 | -1 | 4.9926 | 0 | -1 | 1.9827 | 0 | -1 | 0 | 0 |  | 18.102 | 0 | -1
5 | 3.9146 | 0 | -1 | 4.7756 | 0 | -1 | 10.0515 | 0 | -1 | 2.0542 | 0 | -1 | 0 | 0 |  | 20.7959 | 0 | -1 | 2.8666 | 0 | -1 | 4.3692 | 0 | -1 | 10.0515 | 0 | -1 | 2.0542 | 0 | -1 | 0 | 0 |  | 19.3415 | 0 | -1 | 1.6569 | 0 | -1 | 2.9933 | 0 | -1 | 5.1783 | 0 | -1 | 2.0542 | 0 | -1 | 0 | 0 |  | 11.8828 | 0 | -1
6 | 7.4621 | 0 | -1 | 0.94295 | 0 | -1 | 9.8398 | 0 | -1 | 2.0005 | 0 | -1 | 0 | 0 |  | 20.2454 | 0 | -1 | 6.2369 | 0 | -1 | 0.72338 | 0 | -1 | 9.8398 | 0 | -1 | 2.0005 | 0 | -1 | 0 | 0 |  | 18.8006 | 0 | -1 | 3.9051 | 0 | -1 | 0.3087 | 0 | -1 | 5.0693 | 0 | -1 | 2.0005 | 0 | -1 | 0 | 0 |  | 11.2835 | 0 | -1
7 | 10.4235 | 0 | -1 | 0.23299 | 0 | -1 | 9.8608 | 0 | -1 | 2.0284 | 0 | -1 | 0 | 0 |  | 22.5456 | 0 | -1 | 8.9438 | 0 | -1 | 0.17233 | 0 | -1 | 9.8608 | 0 | -1 | 2.0284 | 0 | -1 | 0 | 0 |  | 21.0054 | 0 | -1 | 5.7889 | 0 | -1 | 0.039641 | 0 | -1 | 5.0801 | 0 | -1 | 2.0284 | 0 | -1 | 0 | 0 |  | 12.937 | 0 | -1
8 | 8.5082 | 0 | -1 | 0.55819 | 0 | -1 | 10.2423 | 0 | -1 | 2.08 | 0 | -1 | 0 | 0 |  | 21.3887 | 0 | -1 | 7.2491 | 0 | -1 | 0.37709 | 0 | -1 | 10.2423 | 0 | -1 | 2.08 | 0 | -1 | 0 | 0 |  | 19.9485 | 0 | -1 | 4.6327 | 0 | -1 | 0.1143 | 0 | -1 | 5.2766 | 0 | -1 | 2.08 | 0 | -1 | 0 | 0 |  | 12.1036 | 0 | -1
9 | 5.1949 | 0 | -1 | 2.0153 | 0 | -1 | 9.4584 | 0 | -1 | 1.9488 | 0 | -1 | 0 | 0 |  | 18.6174 | 0 | -1 | 4.2577 | 0 | -1 | 1.613 | 0 | -1 | 9.4584 | 0 | -1 | 1.9488 | 0 | -1 | 0 | 0 |  | 17.2779 | 0 | -1 | 2.5813 | 0 | -1 | 0.89117 | 0 | -1 | 4.8727 | 0 | -1 | 1.9488 | 0 | -1 | 0 | 0 |  | 10.294 | 0 | -1
10 | 1.7629 | 0 | -1 | 10.2013 | 0 | -1 | 10.0515 | 0 | -1 | 2.0542 | 0 | -1 | 0 | 0 |  | 24.0699 | 0 | -1 | 1.0538 | 0 | -1 | 9.531 | 0 | -1 | 10.0515 | 0 | -1 | 2.0542 | 0 | -1 | 0 | 0 |  | 22.6906 | 0 | -1 | 0.58749 | 0 | -1 | 6.7331 | 0 | -1 | 5.1783 | 0 | -1 | 2.0542 | 0 | -1 | 0 | 0 |  | 14.5531 | 0 | -1
11 | 0.49531 | 0 | -1 | 26.7109 | 0 | -1 | 9.6911 | 0 | -1 | 1.9827 | 0 | -1 | 0 | 0 |  | 38.8801 | 0 | -1 | 0.31038 | 0 | -1 | 24.801 | 0 | -1 | 9.6911 | 0 | -1 | 1.9827 | 0 | -1 | 0 | 0 |  | 36.7853 | 0 | -1 | 0.14337 | 0 | -1 | 16.3715 | 0 | -1 | 4.9926 | 0 | -1 | 1.9827 | 0 | -1 | 0 | 0 |  | 23.4902 | 0 | -1
12 | 0 | 0 |  | 50.0596 | 0 | -1 | 9.8188 | 0 | -1 | 2.0203 | 0 | -1 | 0 | 0 |  | 61.8987 | 0 | -1 | 0 | 0 |  | 46.6587 | 0 | -1 | 9.8188 | 0 | -1 | 2.0203 | 0 | -1 | 0 | 0 |  | 58.4978 | 0 | -1 | 0 | 0 |  | 29.7773 | 0 | -1 | 5.0584 | 0 | -1 | 2.0203 | 0 | -1 | 0 | 0 |  | 36.8561 | 0 | -1
Annual | 40.015 | 0 | -1 | 234.0156 | 0 | -1 | 117.7367 | 0 | -1 | 24.092 | 0 | -1 | 0 | 0 |  | 415.8594 | 0 | -1 | 32.4799 | 0 | -1 | 217.6965 | 0 | -1 | 117.7367 | 0 | -1 | 24.092 | 0 | -1 | 0 | 0 |  | 392.0051 | 0 | -1 | 20.158 | 0 | -1 | 141.8912 | 0 | -1 | 60.6553 | 0 | -1 | 24.092 | 0 | -1 | 0 | 0 |  | 246.7965 | 0 | -1

## Stand-aloneRetail_2294m211
Epoch | Pre1980 | [17 empty] | Post1980 | [17 empty] | New2004
Energy Type | Cooling (kWh/m2) |  |  | Heating (kWh/m2) |  |  | Lights (kWh/m2) |  |  | Equipment (kWh/m2) |  |  | DHW (kWh/m2) |  |  | EUI (kWh/m2) |  |  | Cooling (kWh/m2) |  |  | Heating (kWh/m2) |  |  | Lights (kWh/m2) |  |  | Equipment (kWh/m2) |  |  | DHW (kWh/m2) |  |  | EUI (kWh/m2) |  |  | Cooling (kWh/m2) |  |  | Heating (kWh/m2) |  |  | Lights (kWh/m2) |  |  | Equipment (kWh/m2) |  |  | DHW (kWh/m2) |  |  | EUI (kWh/m2)
Simulation Type | EP | UMI | error | EP | UMI | error | EP | UMI | error | EP | UMI | error | EP | UMI | error | EP | UMI | error | EP | UMI | error | EP | UMI | error | EP | UMI | error | EP | UMI | error | EP | UMI | error | EP | UMI | error | EP | UMI | error | EP | UMI | error | EP | UMI | error | EP | UMI | error | EP | UMI | error | EP | UMI | error
Month
1 | 0.0035232 | 0 | -1 | 53.3669 | 0 | -1 | 9.8608 | 0 | -1 | 2.0284 | 0 | -1 | 0 | 0 |  | 65.2596 | 0 | -1 | 0 | 0 |  | 49.8397 | 0 | -1 | 9.8608 | 0 | -1 | 2.0284 | 0 | -1 | 0 | 0 |  | 61.7289 | 0 | -1 | 0 | 0 |  | 31.6292 | 0 | -1 | 5.0801 | 0 | -1 | 2.0284 | 0 | -1 | 0 | 0 |  | 38.7377 | 0 | -1
2 | 5.1188e-05 | 0 | -1 | 41.9302 | 0 | -1 | 8.9703 | 0 | -1 | 1.8398 | 0 | -1 | 0 | 0 |  | 52.7403 | 0 | -1 | 0 | 0 |  | 39.234 | 0 | -1 | 8.9703 | 0 | -1 | 1.8398 | 0 | -1 | 0 | 0 |  | 50.044 | 0 | -1 | 0 | 0 |  | 25.2595 | 0 | -1 | 4.6213 | 0 | -1 | 1.8398 | 0 | -1 | 0 | 0 |  | 31.7206 | 0 | -1
3 | 0.37037 | 0 | -1 | 27.5588 | 0 | -1 | 10.2002 | 0 | -1 | 2.0719 | 0 | -1 | 0 | 0 |  | 40.2013 | 0 | -1 | 0.16897 | 0 | -1 | 25.6476 | 0 | -1 | 10.2002 | 0 | -1 | 2.0719 | 0 | -1 | 0 | 0 |  | 38.0888 | 0 | -1 | 0.079128 | 0 | -1 | 17.4301 | 0 | -1 | 5.2549 | 0 | -1 | 2.0719 | 0 | -1 | 0 | 0 |  | 24.8361 | 0 | -1
4 | 1.8796 | 0 | -1 | 15.6629 | 0 | -1 | 9.6911 | 0 | -1 | 1.9827 | 0 | -1 | 0 | 0 |  | 29.2164 | 0 | -1 | 1.3926 | 0 | -1 | 14.7295 | 0 | -1 | 9.6911 | 0 | -1 | 1.9827 | 0 | -1 | 0 | 0 |  | 27.7959 | 0 | -1 | 0.78322 | 0 | -1 | 10.3434 | 0 | -1 | 4.9926 | 0 | -1 | 1.9827 | 0 | -1 | 0 | 0 |  | 18.102 | 0 | -1
5 | 3.9146 | 0 | -1 | 4.7756 | 0 | -1 | 10.0515 | 0 | -1 | 2.0542 | 0 | -1 | 0 | 0 |  | 20.7959 | 0 | -1 | 2.8666 | 0 | -1 | 4.3692 | 0 | -1 | 10.0515 | 0 | -1 | 2.0542 | 0 | -1 | 0 | 0 |  | 19.3415 | 0 | -1 | 1.6569 | 0 | -1 | 2.9933 | 0 | -1 | 5.1783 | 0 | -1 | 2.0542 | 0 | -1 | 0 | 0 |  | 11.8828 | 0 | -1
6 | 7.4621 | 0 | -1 | 0.94295 | 0 | -1 | 9.8398 | 0 | -1 | 2.0005 | 0 | -1 | 0 | 0 |  | 20.2454 | 0 | -1 | 6.2369 | 0 | -1 | 0.72338 | 0 | -1 | 9.8398 | 0 | -1 | 2.0005 | 0 | -1 | 0 | 0 |  | 18.8006 | 0 | -1 | 3.9051 | 0 | -1 | 0.3087 | 0 | -1 | 5.0693 | 0 | -1 | 2.0005 | 0 | -1 | 0 | 0 |  | 11.2835 | 0 | -1
7 | 10.4235 | 0 | -1 | 0.23299 | 0 | -1 | 9.8608 | 0 | -1 | 2.0284 | 0 | -1 | 0 | 0 |  | 22.5456 | 0 | -1 | 8.9438 | 0 | -1 | 0.17233 | 0 | -1 | 9.8608 | 0 | -1 | 2.0284 | 0 | -1 | 0 | 0 |  | 21.0054 | 0 | -1 | 5.7889 | 0 | -1 | 0.039641 | 0 | -1 | 5.0801 | 0 | -1 | 2.0284 | 0 | -1 | 0 | 0 |  | 12.937 | 0 | -1
8 | 8.5082 | 0 | -1 | 0.55819 | 0 | -1 | 10.2423 | 0 | -1 | 2.08 | 0 | -1 | 0 | 0 |  | 21.3887 | 0 | -1 | 7.2491 | 0 | -1 | 0.37709 | 0 | -1 | 10.2423 | 0 | -1 | 2.08 | 0 | -1 | 0 | 0 |  | 19.9485 | 0 | -1 | 4.6327 | 0 | -1 | 0.1143 | 0 | -1 | 5.2766 | 0 | -1 | 2.08 | 0 | -1 | 0 | 0 |  | 12.1036 | 0 | -1
9 | 5.1949 | 0 | -1 | 2.0153 | 0 | -1 | 9.4584 | 0 | -1 | 1.9488 | 0 | -1 | 0 | 0 |  | 18.6174 | 0 | -1 | 4.2577 | 0 | -1 | 1.613 | 0 | -1 | 9.4584 | 0 | -1 | 1.9488 | 0 | -1 | 0 | 0 |  | 17.2779 | 0 | -1 | 2.5813 | 0 | -1 | 0.89117 | 0 | -1 | 4.8727 | 0 | -1 | 1.9488 | 0 | -1 | 0 | 0 |  | 10.294 | 0 | -1
10 | 1.7629 | 0 | -1 | 10.2013 | 0 | -1 | 10.0515 | 0 | -1 | 2.0542 | 0 | -1 | 0 | 0 |  | 24.0699 | 0 | -1 | 1.0538 | 0 | -1 | 9.531 | 0 | -1 | 10.0515 | 0 | -1 | 2.0542 | 0 | -1 | 0 | 0 |  | 22.6906 | 0 | -1 | 0.58749 | 0 | -1 | 6.7331 | 0 | -1 | 5.1783 | 0 | -1 | 2.0542 | 0 | -1 | 0 | 0 |  | 14.5531 | 0 | -1
11 | 0.49531 | 0 | -1 | 26.7109 | 0 | -1 | 9.6911 | 0 | -1 | 1.9827 | 0 | -1 | 0 | 0 |  | 38.8801 | 0 | -1 | 0.31038 | 0 | -1 | 24.801 | 0 | -1 | 9.6911 | 0 | -1 | 1.9827 | 0 | -1 | 0 | 0 |  | 36.7853 | 0 | -1 | 0.14337 | 0 | -1 | 16.3715 | 0 | -1 | 4.9926 | 0 | -1 | 1.9827 | 0 | -1 | 0 | 0 |  | 23.4902 | 0 | -1
12 | 0 | 0 |  | 50.0596 | 0 | -1 | 9.8188 | 0 | -1 | 2.0203 | 0 | -1 | 0 | 0 |  | 61.8987 | 0 | -1 | 0 | 0 |  | 46.6587 | 0 | -1 | 9.8188 | 0 | -1 | 2.0203 | 0 | -1 | 0 | 0 |  | 58.4978 | 0 | -1 | 0 | 0 |  | 29.7773 | 0 | -1 | 5.0584 | 0 | -1 | 2.0203 | 0 | -1 | 0 | 0 |  | 36.8561 | 0 | -1
Annual | 40.015 | 0 | -1 | 234.0156 | 0 | -1 | 117.7367 | 0 | -1 | 24.092 | 0 | -1 | 0 | 0 |  | 415.8594 | 0 | -1 | 32.4799 | 0 | -1 | 217.6965 | 0 | -1 | 117.7367 | 0 | -1 | 24.092 | 0 | -1 | 0 | 0 |  | 392.0051 | 0 | -1 | 20.158 | 0 | -1 | 141.8912 | 0 | -1 | 60.6553 | 0 | -1 | 24.092 | 0 | -1 | 0 | 0 |  | 246.7965 | 0 | -1

## StripMall_2090m22
Epoch | Pre1980 | [17 empty] | Post1980 | [17 empty] | New2004
Energy Type | Cooling (kWh/m2) |  |  | Heating (kWh/m2) |  |  | Lights (kWh/m2) |  |  | Equipment (kWh/m2) |  |  | DHW (kWh/m2) |  |  | EUI (kWh/m2) |  |  | Cooling (kWh/m2) |  |  | Heating (kWh/m2) |  |  | Lights (kWh/m2) |  |  | Equipment (kWh/m2) |  |  | DHW (kWh/m2) |  |  | EUI (kWh/m2) |  |  | Cooling (kWh/m2) |  |  | Heating (kWh/m2) |  |  | Lights (kWh/m2) |  |  | Equipment (kWh/m2) |  |  | DHW (kWh/m2) |  |  | EUI (kWh/m2)
Simulation Type | EP | UMI | error | EP | UMI | error | EP | UMI | error | EP | UMI | error | EP | UMI | error | EP | UMI | error | EP | UMI | error | EP | UMI | error | EP | UMI | error | EP | UMI | error | EP | UMI | error | EP | UMI | error | EP | UMI | error | EP | UMI | error | EP | UMI | error | EP | UMI | error | EP | UMI | error | EP | UMI | error
Month
1 | 0 | 0 |  | 57.1561 | 0 | -1 | 11.7345 | 0 | -1 | 1.6718 | 0 | -1 | 0 | 0 |  | 70.5624 | 0 | -1 | 0 | 0 |  | 53.3289 | 0 | -1 | 11.7345 | 0 | -1 | 1.6718 | 0 | -1 | 0 | 0 |  | 66.7353 | 0 | -1 | 0 | 0 |  | 34.0013 | 0 | -1 | 5.3246 | 0 | -1 | 1.6718 | 0 | -1 | 0 | 0 |  | 40.9978 | 0 | -1
2 | 0 | 0 |  | 44.8297 | 0 | -1 | 10.6747 | 0 | -1 | 1.5164 | 0 | -1 | 0 | 0 |  | 57.0208 | 0 | -1 | 0 | 0 |  | 41.8772 | 0 | -1 | 10.6747 | 0 | -1 | 1.5164 | 0 | -1 | 0 | 0 |  | 54.0683 | 0 | -1 | 0 | 0 |  | 27.151 | 0 | -1 | 4.8438 | 0 | -1 | 1.5164 | 0 | -1 | 0 | 0 |  | 33.5112 | 0 | -1
3 | 0.18316 | 0 | -1 | 29.45 | 0 | -1 | 12.1384 | 0 | -1 | 1.7077 | 0 | -1 | 0 | 0 |  | 43.4793 | 0 | -1 | 0.13964 | 0 | -1 | 27.4115 | 0 | -1 | 12.1384 | 0 | -1 | 1.7077 | 0 | -1 | 0 | 0 |  | 41.3973 | 0 | -1 | 0.0078784 | 0 | -1 | 18.8589 | 0 | -1 | 5.5079 | 0 | -1 | 1.7077 | 0 | -1 | 0 | 0 |  | 26.0824 | 0 | -1
4 | 1.4862 | 0 | -1 | 16.8047 | 0 | -1 | 11.5325 | 0 | -1 | 1.6342 | 0 | -1 | 0 | 0 |  | 31.4576 | 0 | -1 | 1.2753 | 0 | -1 | 15.6801 | 0 | -1 | 11.5325 | 0 | -1 | 1.6342 | 0 | -1 | 0 | 0 |  | 30.1222 | 0 | -1 | 0.54841 | 0 | -1 | 11.2948 | 0 | -1 | 5.233 | 0 | -1 | 1.6342 | 0 | -1 | 0 | 0 |  | 18.7104 | 0 | -1
5 | 3.0568 | 0 | -1 | 5.0791 | 0 | -1 | 11.9615 | 0 | -1 | 1.6931 | 0 | -1 | 0 | 0 |  | 21.7905 | 0 | -1 | 2.6385 | 0 | -1 | 4.6664 | 0 | -1 | 11.9615 | 0 | -1 | 1.6931 | 0 | -1 | 0 | 0 |  | 20.9595 | 0 | -1 | 1.0534 | 0 | -1 | 3.3849 | 0 | -1 | 5.4276 | 0 | -1 | 1.6931 | 0 | -1 | 0 | 0 |  | 11.559 | 0 | -1
6 | 6.4709 | 0 | -1 | 0.93482 | 0 | -1 | 11.7095 | 0 | -1 | 1.6488 | 0 | -1 | 0 | 0 |  | 20.7641 | 0 | -1 | 5.8662 | 0 | -1 | 0.80936 | 0 | -1 | 11.7095 | 0 | -1 | 1.6488 | 0 | -1 | 0 | 0 |  | 20.0339 | 0 | -1 | 3.1402 | 0 | -1 | 0.39432 | 0 | -1 | 5.3133 | 0 | -1 | 1.6488 | 0 | -1 | 0 | 0 |  | 10.4967 | 0 | -1
7 | 9.3771 | 0 | -1 | 0.19896 | 0 | -1 | 11.7345 | 0 | -1 | 1.6718 | 0 | -1 | 0 | 0 |  | 22.9824 | 0 | -1 | 8.5728 | 0 | -1 | 0.16476 | 0 | -1 | 11.7345 | 0 | -1 | 1.6718 | 0 | -1 | 0 | 0 |  | 22.1439 | 0 | -1 | 4.9607 | 0 | -1 | 0.031348 | 0 | -1 | 5.3246 | 0 | -1 | 1.6718 | 0 | -1 | 0 | 0 |  | 11.9886 | 0 | -1
8 | 7.4549 | 0 | -1 | 0.46424 | 0 | -1 | 12.1884 | 0 | -1 | 1.7144 | 0 | -1 | 0 | 0 |  | 21.822 | 0 | -1 | 6.8167 | 0 | -1 | 0.38115 | 0 | -1 | 12.1884 | 0 | -1 | 1.7144 | 0 | -1 | 0 | 0 |  | 21.1007 | 0 | -1 | 3.8388 | 0 | -1 | 0.10996 | 0 | -1 | 5.5306 | 0 | -1 | 1.7144 | 0 | -1 | 0 | 0 |  | 11.1937 | 0 | -1
9 | 4.2762 | 0 | -1 | 2.1329 | 0 | -1 | 11.2556 | 0 | -1 | 1.6063 | 0 | -1 | 0 | 0 |  | 19.2709 | 0 | -1 | 3.8659 | 0 | -1 | 1.8326 | 0 | -1 | 11.2556 | 0 | -1 | 1.6063 | 0 | -1 | 0 | 0 |  | 18.5604 | 0 | -1 | 1.8881 | 0 | -1 | 1.0894 | 0 | -1 | 5.1073 | 0 | -1 | 1.6063 | 0 | -1 | 0 | 0 |  | 9.6911 | 0 | -1
10 | 1.0293 | 0 | -1 | 10.8885 | 0 | -1 | 11.9615 | 0 | -1 | 1.6931 | 0 | -1 | 0 | 0 |  | 25.5723 | 0 | -1 | 0.87421 | 0 | -1 | 10.0389 | 0 | -1 | 11.9615 | 0 | -1 | 1.6931 | 0 | -1 | 0 | 0 |  | 24.5677 | 0 | -1 | 0.20467 | 0 | -1 | 7.1975 | 0 | -1 | 5.4276 | 0 | -1 | 1.6931 | 0 | -1 | 0 | 0 |  | 14.5229 | 0 | -1
11 | 0.29955 | 0 | -1 | 28.4296 | 0 | -1 | 11.5325 | 0 | -1 | 1.6342 | 0 | -1 | 0 | 0 |  | 41.8959 | 0 | -1 | 0.27509 | 0 | -1 | 26.3667 | 0 | -1 | 11.5325 | 0 | -1 | 1.6342 | 0 | -1 | 0 | 0 |  | 39.8086 | 0 | -1 | 0.050865 | 0 | -1 | 17.5829 | 0 | -1 | 5.233 | 0 | -1 | 1.6342 | 0 | -1 | 0 | 0 |  | 24.501 | 0 | -1
12 | 0 | 0 |  | 53.64 | 0 | -1 | 11.6845 | 0 | -1 | 1.6652 | 0 | -1 | 0 | 0 |  | 66.9897 | 0 | -1 | 0 | 0 |  | 49.9006 | 0 | -1 | 11.6845 | 0 | -1 | 1.6652 | 0 | -1 | 0 | 0 |  | 63.2503 | 0 | -1 | 0 | 0 |  | 31.9995 | 0 | -1 | 5.302 | 0 | -1 | 1.6652 | 0 | -1 | 0 | 0 |  | 38.9666 | 0 | -1
Annual | 33.634 | 0 | -1 | 250.0085 | 0 | -1 | 140.1081 | 0 | -1 | 19.8572 | 0 | -1 | 0 | 0 |  | 443.6078 | 0 | -1 | 30.3244 | 0 | -1 | 232.4582 | 0 | -1 | 140.1081 | 0 | -1 | 19.8572 | 0 | -1 | 0 | 0 |  | 422.748 | 0 | -1 | 15.6931 | 0 | -1 | 153.0958 | 0 | -1 | 63.5754 | 0 | -1 | 19.8572 | 0 | -1 | 0 | 0 |  | 252.2215 | 0 | -1

## StripMall_2090m211
Epoch | Pre1980 | [17 empty] | Post1980 | [17 empty] | New2004
Energy Type | Cooling (kWh/m2) |  |  | Heating (kWh/m2) |  |  | Lights (kWh/m2) |  |  | Equipment (kWh/m2) |  |  | DHW (kWh/m2) |  |  | EUI (kWh/m2) |  |  | Cooling (kWh/m2) |  |  | Heating (kWh/m2) |  |  | Lights (kWh/m2) |  |  | Equipment (kWh/m2) |  |  | DHW (kWh/m2) |  |  | EUI (kWh/m2) |  |  | Cooling (kWh/m2) |  |  | Heating (kWh/m2) |  |  | Lights (kWh/m2) |  |  | Equipment (kWh/m2) |  |  | DHW (kWh/m2) |  |  | EUI (kWh/m2)
Simulation Type | EP | UMI | error | EP | UMI | error | EP | UMI | error | EP | UMI | error | EP | UMI | error | EP | UMI | error | EP | UMI | error | EP | UMI | error | EP | UMI | error | EP | UMI | error | EP | UMI | error | EP | UMI | error | EP | UMI | error | EP | UMI | error | EP | UMI | error | EP | UMI | error | EP | UMI | error | EP | UMI | error
Month
1 | 0 | 0 |  | 57.1561 | 0 | -1 | 11.7345 | 0 | -1 | 1.6718 | 0 | -1 | 0 | 0 |  | 70.5624 | 0 | -1 | 0 | 0 |  | 53.3289 | 0 | -1 | 11.7345 | 0 | -1 | 1.6718 | 0 | -1 | 0 | 0 |  | 66.7353 | 0 | -1 | 0 | 0 |  | 34.0013 | 0 | -1 | 5.3246 | 0 | -1 | 1.6718 | 0 | -1 | 0 | 0 |  | 40.9978 | 0 | -1
2 | 0 | 0 |  | 44.8297 | 0 | -1 | 10.6747 | 0 | -1 | 1.5164 | 0 | -1 | 0 | 0 |  | 57.0208 | 0 | -1 | 0 | 0 |  | 41.8772 | 0 | -1 | 10.6747 | 0 | -1 | 1.5164 | 0 | -1 | 0 | 0 |  | 54.0683 | 0 | -1 | 0 | 0 |  | 27.151 | 0 | -1 | 4.8438 | 0 | -1 | 1.5164 | 0 | -1 | 0 | 0 |  | 33.5112 | 0 | -1
3 | 0.18316 | 0 | -1 | 29.45 | 0 | -1 | 12.1384 | 0 | -1 | 1.7077 | 0 | -1 | 0 | 0 |  | 43.4793 | 0 | -1 | 0.13964 | 0 | -1 | 27.4115 | 0 | -1 | 12.1384 | 0 | -1 | 1.7077 | 0 | -1 | 0 | 0 |  | 41.3973 | 0 | -1 | 0.0078784 | 0 | -1 | 18.8589 | 0 | -1 | 5.5079 | 0 | -1 | 1.7077 | 0 | -1 | 0 | 0 |  | 26.0824 | 0 | -1
4 | 1.4862 | 0 | -1 | 16.8047 | 0 | -1 | 11.5325 | 0 | -1 | 1.6342 | 0 | -1 | 0 | 0 |  | 31.4576 | 0 | -1 | 1.2753 | 0 | -1 | 15.6801 | 0 | -1 | 11.5325 | 0 | -1 | 1.6342 | 0 | -1 | 0 | 0 |  | 30.1222 | 0 | -1 | 0.54841 | 0 | -1 | 11.2948 | 0 | -1 | 5.233 | 0 | -1 | 1.6342 | 0 | -1 | 0 | 0 |  | 18.7104 | 0 | -1
5 | 3.0568 | 0 | -1 | 5.0791 | 0 | -1 | 11.9615 | 0 | -1 | 1.6931 | 0 | -1 | 0 | 0 |  | 21.7905 | 0 | -1 | 2.6385 | 0 | -1 | 4.6664 | 0 | -1 | 11.9615 | 0 | -1 | 1.6931 | 0 | -1 | 0 | 0 |  | 20.9595 | 0 | -1 | 1.0534 | 0 | -1 | 3.3849 | 0 | -1 | 5.4276 | 0 | -1 | 1.6931 | 0 | -1 | 0 | 0 |  | 11.559 | 0 | -1
6 | 6.4709 | 0 | -1 | 0.93482 | 0 | -1 | 11.7095 | 0 | -1 | 1.6488 | 0 | -1 | 0 | 0 |  | 20.7641 | 0 | -1 | 5.8662 | 0 | -1 | 0.80936 | 0 | -1 | 11.7095 | 0 | -1 | 1.6488 | 0 | -1 | 0 | 0 |  | 20.0339 | 0 | -1 | 3.1402 | 0 | -1 | 0.39432 | 0 | -1 | 5.3133 | 0 | -1 | 1.6488 | 0 | -1 | 0 | 0 |  | 10.4967 | 0 | -1
7 | 9.3771 | 0 | -1 | 0.19896 | 0 | -1 | 11.7345 | 0 | -1 | 1.6718 | 0 | -1 | 0 | 0 |  | 22.9824 | 0 | -1 | 8.5728 | 0 | -1 | 0.16476 | 0 | -1 | 11.7345 | 0 | -1 | 1.6718 | 0 | -1 | 0 | 0 |  | 22.1439 | 0 | -1 | 4.9607 | 0 | -1 | 0.031348 | 0 | -1 | 5.3246 | 0 | -1 | 1.6718 | 0 | -1 | 0 | 0 |  | 11.9886 | 0 | -1
8 | 7.4549 | 0 | -1 | 0.46424 | 0 | -1 | 12.1884 | 0 | -1 | 1.7144 | 0 | -1 | 0 | 0 |  | 21.822 | 0 | -1 | 6.8167 | 0 | -1 | 0.38115 | 0 | -1 | 12.1884 | 0 | -1 | 1.7144 | 0 | -1 | 0 | 0 |  | 21.1007 | 0 | -1 | 3.8388 | 0 | -1 | 0.10996 | 0 | -1 | 5.5306 | 0 | -1 | 1.7144 | 0 | -1 | 0 | 0 |  | 11.1937 | 0 | -1
9 | 4.2762 | 0 | -1 | 2.1329 | 0 | -1 | 11.2556 | 0 | -1 | 1.6063 | 0 | -1 | 0 | 0 |  | 19.2709 | 0 | -1 | 3.8659 | 0 | -1 | 1.8326 | 0 | -1 | 11.2556 | 0 | -1 | 1.6063 | 0 | -1 | 0 | 0 |  | 18.5604 | 0 | -1 | 1.8881 | 0 | -1 | 1.0894 | 0 | -1 | 5.1073 | 0 | -1 | 1.6063 | 0 | -1 | 0 | 0 |  | 9.6911 | 0 | -1
10 | 1.0293 | 0 | -1 | 10.8885 | 0 | -1 | 11.9615 | 0 | -1 | 1.6931 | 0 | -1 | 0 | 0 |  | 25.5723 | 0 | -1 | 0.87421 | 0 | -1 | 10.0389 | 0 | -1 | 11.9615 | 0 | -1 | 1.6931 | 0 | -1 | 0 | 0 |  | 24.5677 | 0 | -1 | 0.20467 | 0 | -1 | 7.1975 | 0 | -1 | 5.4276 | 0 | -1 | 1.6931 | 0 | -1 | 0 | 0 |  | 14.5229 | 0 | -1
11 | 0.29955 | 0 | -1 | 28.4296 | 0 | -1 | 11.5325 | 0 | -1 | 1.6342 | 0 | -1 | 0 | 0 |  | 41.8959 | 0 | -1 | 0.27509 | 0 | -1 | 26.3667 | 0 | -1 | 11.5325 | 0 | -1 | 1.6342 | 0 | -1 | 0 | 0 |  | 39.8086 | 0 | -1 | 0.050865 | 0 | -1 | 17.5829 | 0 | -1 | 5.233 | 0 | -1 | 1.6342 | 0 | -1 | 0 | 0 |  | 24.501 | 0 | -1
12 | 0 | 0 |  | 53.64 | 0 | -1 | 11.6845 | 0 | -1 | 1.6652 | 0 | -1 | 0 | 0 |  | 66.9897 | 0 | -1 | 0 | 0 |  | 49.9006 | 0 | -1 | 11.6845 | 0 | -1 | 1.6652 | 0 | -1 | 0 | 0 |  | 63.2503 | 0 | -1 | 0 | 0 |  | 31.9995 | 0 | -1 | 5.302 | 0 | -1 | 1.6652 | 0 | -1 | 0 | 0 |  | 38.9666 | 0 | -1
Annual | 33.634 | 0 | -1 | 250.0085 | 0 | -1 | 140.1081 | 0 | -1 | 19.8572 | 0 | -1 | 0 | 0 |  | 443.6078 | 0 | -1 | 30.3244 | 0 | -1 | 232.4582 | 0 | -1 | 140.1081 | 0 | -1 | 19.8572 | 0 | -1 | 0 | 0 |  | 422.748 | 0 | -1 | 15.6931 | 0 | -1 | 153.0958 | 0 | -1 | 63.5754 | 0 | -1 | 19.8572 | 0 | -1 | 0 | 0 |  | 252.2215 | 0 | -1

## PrimarySchool_6871m22
Epoch | Pre1980 | [17 empty] | Post1980 | [17 empty] | New2004
Energy Type | Cooling (kWh/m2) |  |  | Heating (kWh/m2) |  |  | Lights (kWh/m2) |  |  | Equipment (kWh/m2) |  |  | DHW (kWh/m2) |  |  | EUI (kWh/m2) |  |  | Cooling (kWh/m2) |  |  | Heating (kWh/m2) |  |  | Lights (kWh/m2) |  |  | Equipment (kWh/m2) |  |  | DHW (kWh/m2) |  |  | EUI (kWh/m2) |  |  | Cooling (kWh/m2) |  |  | Heating (kWh/m2) |  |  | Lights (kWh/m2) |  |  | Equipment (kWh/m2) |  |  | DHW (kWh/m2) |  |  | EUI (kWh/m2)
Simulation Type | EP | UMI | error | EP | UMI | error | EP | UMI | error | EP | UMI | error | EP | UMI | error | EP | UMI | error | EP | UMI | error | EP | UMI | error | EP | UMI | error | EP | UMI | error | EP | UMI | error | EP | UMI | error | EP | UMI | error | EP | UMI | error | EP | UMI | error | EP | UMI | error | EP | UMI | error | EP | UMI | error
Month
1 | 0.026464 | 0 | -1 | 27.169 | 0 | -1 | 6.7317 | 0 | -1 | 4.6672 | 0 | -1 | 0.78743 | 0 | -1 | 39.3818 | 0 | -1 | 0.027211 | 0 | -1 | 22.5437 | 0 | -1 | 6.7317 | 0 | -1 | 4.6689 | 0 | -1 | 0.80756 | 0 | -1 | 34.7791 | 0 | -1 | 0.023849 | 0 | -1 | 17.4247 | 0 | -1 | 4.4846 | 0 | -1 | 4.6711 | 0 | -1 | 0.78743 | 0 | -1 | 27.3917 | 0 | -1
2 | 0.040653 | 0 | -1 | 20.9995 | 0 | -1 | 6.0866 | 0 | -1 | 4.2206 | 0 | -1 | 0.72567 | 0 | -1 | 32.073 | 0 | -1 | 0.038197 | 0 | -1 | 17.3435 | 0 | -1 | 6.0866 | 0 | -1 | 4.222 | 0 | -1 | 0.74422 | 0 | -1 | 28.4345 | 0 | -1 | 0.032431 | 0 | -1 | 13.3813 | 0 | -1 | 4.0549 | 0 | -1 | 4.2234 | 0 | -1 | 0.72567 | 0 | -1 | 22.4177 | 0 | -1
3 | 0.098105 | 0 | -1 | 12.8635 | 0 | -1 | 7.1272 | 0 | -1 | 4.803 | 0 | -1 | 0.84557 | 0 | -1 | 25.7374 | 0 | -1 | 0.08854 | 0 | -1 | 10.4272 | 0 | -1 | 7.1272 | 0 | -1 | 4.8038 | 0 | -1 | 0.8672 | 0 | -1 | 23.314 | 0 | -1 | 0.075456 | 0 | -1 | 8.4539 | 0 | -1 | 4.7481 | 0 | -1 | 4.8052 | 0 | -1 | 0.84557 | 0 | -1 | 18.9282 | 0 | -1
4 | 0.80408 | 0 | -1 | 6.3287 | 0 | -1 | 6.4507 | 0 | -1 | 4.5209 | 0 | -1 | 0.70832 | 0 | -1 | 18.8128 | 0 | -1 | 0.70892 | 0 | -1 | 5.1576 | 0 | -1 | 6.4507 | 0 | -1 | 4.5214 | 0 | -1 | 0.72643 | 0 | -1 | 17.5651 | 0 | -1 | 0.63841 | 0 | -1 | 4.2219 | 0 | -1 | 4.2975 | 0 | -1 | 4.5224 | 0 | -1 | 0.70832 | 0 | -1 | 14.3885 | 0 | -1
5 | 1.6791 | 0 | -1 | 1.4641 | 0 | -1 | 6.9294 | 0 | -1 | 4.7678 | 0 | -1 | 0.70843 | 0 | -1 | 15.5489 | 0 | -1 | 1.4868 | 0 | -1 | 1.2064 | 0 | -1 | 6.9294 | 0 | -1 | 4.7679 | 0 | -1 | 0.72653 | 0 | -1 | 15.117 | 0 | -1 | 1.3683 | 0 | -1 | 0.97967 | 0 | -1 | 4.6164 | 0 | -1 | 4.7691 | 0 | -1 | 0.70842 | 0 | -1 | 12.4419 | 0 | -1
6 | 4.294 | 0 | -1 | 0.1556 | 0 | -1 | 6.8463 | 0 | -1 | 4.6748 | 0 | -1 | 0.63828 | 0 | -1 | 16.6089 | 0 | -1 | 3.9582 | 0 | -1 | 0.10541 | 0 | -1 | 6.8463 | 0 | -1 | 4.6748 | 0 | -1 | 0.65459 | 0 | -1 | 16.2393 | 0 | -1 | 3.6091 | 0 | -1 | 0.082883 | 0 | -1 | 4.561 | 0 | -1 | 4.6755 | 0 | -1 | 0.63828 | 0 | -1 | 13.5668 | 0 | -1
7 | 4.1546 | 0 | -1 | 0.019355 | 0 | -1 | 4.0923 | 0 | -1 | 3.1949 | 0 | -1 | 0.24301 | 0 | -1 | 11.7042 | 0 | -1 | 3.5444 | 0 | -1 | 0.0068304 | 0 | -1 | 4.0923 | 0 | -1 | 3.1947 | 0 | -1 | 0.24919 | 0 | -1 | 11.0875 | 0 | -1 | 3.2998 | 0 | -1 | 0.0050855 | 0 | -1 | 2.7263 | 0 | -1 | 3.195 | 0 | -1 | 0.24301 | 0 | -1 | 9.4692 | 0 | -1
8 | 3.201 | 0 | -1 | 0.093699 | 0 | -1 | 4.3194 | 0 | -1 | 3.2706 | 0 | -1 | 0.25471 | 0 | -1 | 11.1394 | 0 | -1 | 2.6966 | 0 | -1 | 0.041874 | 0 | -1 | 4.3194 | 0 | -1 | 3.2705 | 0 | -1 | 0.26119 | 0 | -1 | 10.5895 | 0 | -1 | 2.5297 | 0 | -1 | 0.030941 | 0 | -1 | 2.8776 | 0 | -1 | 3.2709 | 0 | -1 | 0.25471 | 0 | -1 | 8.9639 | 0 | -1
9 | 2.4258 | 0 | -1 | 0.55081 | 0 | -1 | 6.3286 | 0 | -1 | 4.4842 | 0 | -1 | 0.53682 | 0 | -1 | 14.3263 | 0 | -1 | 2.2 | 0 | -1 | 0.4146 | 0 | -1 | 6.3286 | 0 | -1 | 4.4843 | 0 | -1 | 0.55053 | 0 | -1 | 13.9781 | 0 | -1 | 2.0029 | 0 | -1 | 0.33087 | 0 | -1 | 4.2161 | 0 | -1 | 4.4849 | 0 | -1 | 0.53682 | 0 | -1 | 11.5717 | 0 | -1
10 | 0.47793 | 0 | -1 | 3.5793 | 0 | -1 | 6.7317 | 0 | -1 | 4.6932 | 0 | -1 | 0.62269 | 0 | -1 | 16.1048 | 0 | -1 | 0.43259 | 0 | -1 | 2.9505 | 0 | -1 | 6.7317 | 0 | -1 | 4.6938 | 0 | -1 | 0.6386 | 0 | -1 | 15.4471 | 0 | -1 | 0.40308 | 0 | -1 | 2.5018 | 0 | -1 | 4.4846 | 0 | -1 | 4.6948 | 0 | -1 | 0.62269 | 0 | -1 | 12.707 | 0 | -1
11 | 0.37811 | 0 | -1 | 11.8613 | 0 | -1 | 6.6485 | 0 | -1 | 4.5736 | 0 | -1 | 0.67878 | 0 | -1 | 24.1402 | 0 | -1 | 0.34847 | 0 | -1 | 9.6504 | 0 | -1 | 6.6485 | 0 | -1 | 4.5745 | 0 | -1 | 0.69614 | 0 | -1 | 21.918 | 0 | -1 | 0.31354 | 0 | -1 | 7.4792 | 0 | -1 | 4.4292 | 0 | -1 | 4.5757 | 0 | -1 | 0.67878 | 0 | -1 | 17.4765 | 0 | -1
12 | 0.029675 | 0 | -1 | 24.5953 | 0 | -1 | 6.5339 | 0 | -1 | 4.6059 | 0 | -1 | 0.71428 | 0 | -1 | 36.479 | 0 | -1 | 0.029741 | 0 | -1 | 20.1153 | 0 | -1 | 6.5339 | 0 | -1 | 4.608 | 0 | -1 | 0.73254 | 0 | -1 | 32.0195 | 0 | -1 | 0.027483 | 0 | -1 | 15.1923 | 0 | -1 | 4.3529 | 0 | -1 | 4.6099 | 0 | -1 | 0.71428 | 0 | -1 | 24.8968 | 0 | -1
Annual | 17.6096 | 0 | -1 | 109.6801 | 0 | -1 | 74.8263 | 0 | -1 | 52.4768 | 0 | -1 | 7.464 | 0 | -1 | 262.0567 | 0 | -1 | 15.5596 | 0 | -1 | 89.9633 | 0 | -1 | 74.8263 | 0 | -1 | 52.4848 | 0 | -1 | 7.6547 | 0 | -1 | 240.4886 | 0 | -1 | 14.3242 | 0 | -1 | 70.0846 | 0 | -1 | 49.8492 | 0 | -1 | 52.498 | 0 | -1 | 7.464 | 0 | -1 | 194.22 | 0 | -1

## PrimarySchool_6871m211
Epoch | Pre1980 | [17 empty] | Post1980 | [17 empty] | New2004
Energy Type | Cooling (kWh/m2) |  |  | Heating (kWh/m2) |  |  | Lights (kWh/m2) |  |  | Equipment (kWh/m2) |  |  | DHW (kWh/m2) |  |  | EUI (kWh/m2) |  |  | Cooling (kWh/m2) |  |  | Heating (kWh/m2) |  |  | Lights (kWh/m2) |  |  | Equipment (kWh/m2) |  |  | DHW (kWh/m2) |  |  | EUI (kWh/m2) |  |  | Cooling (kWh/m2) |  |  | Heating (kWh/m2) |  |  | Lights (kWh/m2) |  |  | Equipment (kWh/m2) |  |  | DHW (kWh/m2) |  |  | EUI (kWh/m2)
Simulation Type | EP | UMI | error | EP | UMI | error | EP | UMI | error | EP | UMI | error | EP | UMI | error | EP | UMI | error | EP | UMI | error | EP | UMI | error | EP | UMI | error | EP | UMI | error | EP | UMI | error | EP | UMI | error | EP | UMI | error | EP | UMI | error | EP | UMI | error | EP | UMI | error | EP | UMI | error | EP | UMI | error
Month
1 | 0.026464 | 0 | -1 | 27.169 | 0 | -1 | 6.7317 | 0 | -1 | 4.6672 | 0 | -1 | 0.78743 | 0 | -1 | 39.3818 | 0 | -1 | 0.027211 | 0 | -1 | 22.5437 | 0 | -1 | 6.7317 | 0 | -1 | 4.6689 | 0 | -1 | 0.80756 | 0 | -1 | 34.7791 | 0 | -1 | 0.023849 | 0 | -1 | 17.4247 | 0 | -1 | 4.4846 | 0 | -1 | 4.6711 | 0 | -1 | 0.78743 | 0 | -1 | 27.3917 | 0 | -1
2 | 0.040653 | 0 | -1 | 20.9995 | 0 | -1 | 6.0866 | 0 | -1 | 4.2206 | 0 | -1 | 0.72567 | 0 | -1 | 32.073 | 0 | -1 | 0.038197 | 0 | -1 | 17.3435 | 0 | -1 | 6.0866 | 0 | -1 | 4.222 | 0 | -1 | 0.74422 | 0 | -1 | 28.4345 | 0 | -1 | 0.032431 | 0 | -1 | 13.3813 | 0 | -1 | 4.0549 | 0 | -1 | 4.2234 | 0 | -1 | 0.72567 | 0 | -1 | 22.4177 | 0 | -1
3 | 0.098105 | 0 | -1 | 12.8635 | 0 | -1 | 7.1272 | 0 | -1 | 4.803 | 0 | -1 | 0.84557 | 0 | -1 | 25.7374 | 0 | -1 | 0.08854 | 0 | -1 | 10.4272 | 0 | -1 | 7.1272 | 0 | -1 | 4.8038 | 0 | -1 | 0.8672 | 0 | -1 | 23.314 | 0 | -1 | 0.075456 | 0 | -1 | 8.4539 | 0 | -1 | 4.7481 | 0 | -1 | 4.8052 | 0 | -1 | 0.84557 | 0 | -1 | 18.9282 | 0 | -1
4 | 0.80408 | 0 | -1 | 6.3287 | 0 | -1 | 6.4507 | 0 | -1 | 4.5209 | 0 | -1 | 0.70832 | 0 | -1 | 18.8128 | 0 | -1 | 0.70892 | 0 | -1 | 5.1576 | 0 | -1 | 6.4507 | 0 | -1 | 4.5214 | 0 | -1 | 0.72643 | 0 | -1 | 17.5651 | 0 | -1 | 0.63841 | 0 | -1 | 4.2219 | 0 | -1 | 4.2975 | 0 | -1 | 4.5224 | 0 | -1 | 0.70832 | 0 | -1 | 14.3885 | 0 | -1
5 | 1.6791 | 0 | -1 | 1.4641 | 0 | -1 | 6.9294 | 0 | -1 | 4.7678 | 0 | -1 | 0.70843 | 0 | -1 | 15.5489 | 0 | -1 | 1.4868 | 0 | -1 | 1.2064 | 0 | -1 | 6.9294 | 0 | -1 | 4.7679 | 0 | -1 | 0.72653 | 0 | -1 | 15.117 | 0 | -1 | 1.3683 | 0 | -1 | 0.97967 | 0 | -1 | 4.6164 | 0 | -1 | 4.7691 | 0 | -1 | 0.70842 | 0 | -1 | 12.4419 | 0 | -1
6 | 4.294 | 0 | -1 | 0.1556 | 0 | -1 | 6.8463 | 0 | -1 | 4.6748 | 0 | -1 | 0.63828 | 0 | -1 | 16.6089 | 0 | -1 | 3.9582 | 0 | -1 | 0.10541 | 0 | -1 | 6.8463 | 0 | -1 | 4.6748 | 0 | -1 | 0.65459 | 0 | -1 | 16.2393 | 0 | -1 | 3.6091 | 0 | -1 | 0.082883 | 0 | -1 | 4.561 | 0 | -1 | 4.6755 | 0 | -1 | 0.63828 | 0 | -1 | 13.5668 | 0 | -1
7 | 4.1546 | 0 | -1 | 0.019355 | 0 | -1 | 4.0923 | 0 | -1 | 3.1949 | 0 | -1 | 0.24301 | 0 | -1 | 11.7042 | 0 | -1 | 3.5444 | 0 | -1 | 0.0068304 | 0 | -1 | 4.0923 | 0 | -1 | 3.1947 | 0 | -1 | 0.24919 | 0 | -1 | 11.0875 | 0 | -1 | 3.2998 | 0 | -1 | 0.0050855 | 0 | -1 | 2.7263 | 0 | -1 | 3.195 | 0 | -1 | 0.24301 | 0 | -1 | 9.4692 | 0 | -1
8 | 3.201 | 0 | -1 | 0.093699 | 0 | -1 | 4.3194 | 0 | -1 | 3.2706 | 0 | -1 | 0.25471 | 0 | -1 | 11.1394 | 0 | -1 | 2.6966 | 0 | -1 | 0.041874 | 0 | -1 | 4.3194 | 0 | -1 | 3.2705 | 0 | -1 | 0.26119 | 0 | -1 | 10.5895 | 0 | -1 | 2.5297 | 0 | -1 | 0.030941 | 0 | -1 | 2.8776 | 0 | -1 | 3.2709 | 0 | -1 | 0.25471 | 0 | -1 | 8.9639 | 0 | -1
9 | 2.4258 | 0 | -1 | 0.55081 | 0 | -1 | 6.3286 | 0 | -1 | 4.4842 | 0 | -1 | 0.53682 | 0 | -1 | 14.3263 | 0 | -1 | 2.2 | 0 | -1 | 0.4146 | 0 | -1 | 6.3286 | 0 | -1 | 4.4843 | 0 | -1 | 0.55053 | 0 | -1 | 13.9781 | 0 | -1 | 2.0029 | 0 | -1 | 0.33087 | 0 | -1 | 4.2161 | 0 | -1 | 4.4849 | 0 | -1 | 0.53682 | 0 | -1 | 11.5717 | 0 | -1
10 | 0.47793 | 0 | -1 | 3.5793 | 0 | -1 | 6.7317 | 0 | -1 | 4.6932 | 0 | -1 | 0.62269 | 0 | -1 | 16.1048 | 0 | -1 | 0.43259 | 0 | -1 | 2.9505 | 0 | -1 | 6.7317 | 0 | -1 | 4.6938 | 0 | -1 | 0.6386 | 0 | -1 | 15.4471 | 0 | -1 | 0.40308 | 0 | -1 | 2.5018 | 0 | -1 | 4.4846 | 0 | -1 | 4.6948 | 0 | -1 | 0.62269 | 0 | -1 | 12.707 | 0 | -1
11 | 0.37811 | 0 | -1 | 11.8613 | 0 | -1 | 6.6485 | 0 | -1 | 4.5736 | 0 | -1 | 0.67878 | 0 | -1 | 24.1402 | 0 | -1 | 0.34847 | 0 | -1 | 9.6504 | 0 | -1 | 6.6485 | 0 | -1 | 4.5745 | 0 | -1 | 0.69614 | 0 | -1 | 21.918 | 0 | -1 | 0.31354 | 0 | -1 | 7.4792 | 0 | -1 | 4.4292 | 0 | -1 | 4.5757 | 0 | -1 | 0.67878 | 0 | -1 | 17.4765 | 0 | -1
12 | 0.029675 | 0 | -1 | 24.5953 | 0 | -1 | 6.5339 | 0 | -1 | 4.6059 | 0 | -1 | 0.71428 | 0 | -1 | 36.479 | 0 | -1 | 0.029741 | 0 | -1 | 20.1153 | 0 | -1 | 6.5339 | 0 | -1 | 4.608 | 0 | -1 | 0.73254 | 0 | -1 | 32.0195 | 0 | -1 | 0.027483 | 0 | -1 | 15.1923 | 0 | -1 | 4.3529 | 0 | -1 | 4.6099 | 0 | -1 | 0.71428 | 0 | -1 | 24.8968 | 0 | -1
Annual | 17.6096 | 0 | -1 | 109.6801 | 0 | -1 | 74.8263 | 0 | -1 | 52.4768 | 0 | -1 | 7.464 | 0 | -1 | 262.0567 | 0 | -1 | 15.5596 | 0 | -1 | 89.9633 | 0 | -1 | 74.8263 | 0 | -1 | 52.4848 | 0 | -1 | 7.6547 | 0 | -1 | 240.4886 | 0 | -1 | 14.3242 | 0 | -1 | 70.0846 | 0 | -1 | 49.8492 | 0 | -1 | 52.498 | 0 | -1 | 7.464 | 0 | -1 | 194.22 | 0 | -1

## SecondarySchool_19592m22
Epoch | Pre1980 | [17 empty] | Post1980 | [17 empty] | New2004
Energy Type | Cooling (kWh/m2) |  |  | Heating (kWh/m2) |  |  | Lights (kWh/m2) |  |  | Equipment (kWh/m2) |  |  | DHW (kWh/m2) |  |  | EUI (kWh/m2) |  |  | Cooling (kWh/m2) |  |  | Heating (kWh/m2) |  |  | Lights (kWh/m2) |  |  | Equipment (kWh/m2) |  |  | DHW (kWh/m2) |  |  | EUI (kWh/m2) |  |  | Cooling (kWh/m2) |  |  | Heating (kWh/m2) |  |  | Lights (kWh/m2) |  |  | Equipment (kWh/m2) |  |  | DHW (kWh/m2) |  |  | EUI (kWh/m2)
Simulation Type | EP | UMI | error | EP | UMI | error | EP | UMI | error | EP | UMI | error | EP | UMI | error | EP | UMI | error | EP | UMI | error | EP | UMI | error | EP | UMI | error | EP | UMI | error | EP | UMI | error | EP | UMI | error | EP | UMI | error | EP | UMI | error | EP | UMI | error | EP | UMI | error | EP | UMI | error | EP | UMI | error
Month
1 | 0.10699 | 0 | -1 | 35.0303 | 0 | -1 | 5.2251 | 0 | -1 | 3.0416 | 0 | -1 | 0.74192 | 0 | -1 | 44.1459 | 0 | -1 | 0.045729 | 0 | -1 | 33.163 | 0 | -1 | 5.2251 | 0 | -1 | 3.0421 | 0 | -1 | 0.76092 | 0 | -1 | 42.2369 | 0 | -1 | 0.052595 | 0 | -1 | 28.1716 | 0 | -1 | 4.314 | 0 | -1 | 3.0435 | 0 | -1 | 0.74192 | 0 | -1 | 36.3236 | 0 | -1
2 | 0.1246 | 0 | -1 | 28.2524 | 0 | -1 | 4.7244 | 0 | -1 | 2.7501 | 0 | -1 | 0.68717 | 0 | -1 | 36.5387 | 0 | -1 | 0.054076 | 0 | -1 | 26.8433 | 0 | -1 | 4.7244 | 0 | -1 | 2.7505 | 0 | -1 | 0.70476 | 0 | -1 | 35.0771 | 0 | -1 | 0.05158 | 0 | -1 | 23.0976 | 0 | -1 | 3.9006 | 0 | -1 | 2.7516 | 0 | -1 | 0.68716 | 0 | -1 | 30.4886 | 0 | -1
3 | 0.24397 | 0 | -1 | 18.9264 | 0 | -1 | 5.5322 | 0 | -1 | 3.1344 | 0 | -1 | 0.8001 | 0 | -1 | 28.6371 | 0 | -1 | 0.12277 | 0 | -1 | 18.3717 | 0 | -1 | 5.5322 | 0 | -1 | 3.1346 | 0 | -1 | 0.82053 | 0 | -1 | 27.9818 | 0 | -1 | 0.10837 | 0 | -1 | 16.2605 | 0 | -1 | 4.5675 | 0 | -1 | 3.1358 | 0 | -1 | 0.80004 | 0 | -1 | 24.8722 | 0 | -1
4 | 1.281 | 0 | -1 | 9.7935 | 0 | -1 | 5.0071 | 0 | -1 | 2.9447 | 0 | -1 | 0.67053 | 0 | -1 | 19.6968 | 0 | -1 | 1.1787 | 0 | -1 | 9.5286 | 0 | -1 | 5.0071 | 0 | -1 | 2.9449 | 0 | -1 | 0.68817 | 0 | -1 | 19.3474 | 0 | -1 | 1.0986 | 0 | -1 | 8.4468 | 0 | -1 | 4.1339 | 0 | -1 | 2.9458 | 0 | -1 | 0.67099 | 0 | -1 | 17.2962 | 0 | -1
5 | 2.4834 | 0 | -1 | 2.7752 | 0 | -1 | 5.3787 | 0 | -1 | 3.1096 | 0 | -1 | 0.6608 | 0 | -1 | 14.4077 | 0 | -1 | 2.3591 | 0 | -1 | 2.5624 | 0 | -1 | 5.3787 | 0 | -1 | 3.1097 | 0 | -1 | 0.6773 | 0 | -1 | 14.0872 | 0 | -1 | 2.2766 | 0 | -1 | 2.2484 | 0 | -1 | 4.4407 | 0 | -1 | 3.1106 | 0 | -1 | 0.66038 | 0 | -1 | 12.7366 | 0 | -1
6 | 5.9299 | 0 | -1 | 0.36006 | 0 | -1 | 5.3141 | 0 | -1 | 3.0513 | 0 | -1 | 0.49749 | 0 | -1 | 15.1529 | 0 | -1 | 6.198 | 0 | -1 | 0.31598 | 0 | -1 | 5.3141 | 0 | -1 | 3.0513 | 0 | -1 | 0.51025 | 0 | -1 | 15.3896 | 0 | -1 | 5.7893 | 0 | -1 | 0.28044 | 0 | -1 | 4.3874 | 0 | -1 | 3.0517 | 0 | -1 | 0.49751 | 0 | -1 | 14.0064 | 0 | -1
7 | 5.945 | 0 | -1 | 0.039774 | 0 | -1 | 3.1765 | 0 | -1 | 2.0903 | 0 | -1 | 0.14784 | 0 | -1 | 11.3994 | 0 | -1 | 6.5462 | 0 | -1 | 0.018147 | 0 | -1 | 3.1765 | 0 | -1 | 2.09 | 0 | -1 | 0.15161 | 0 | -1 | 11.9825 | 0 | -1 | 6.0591 | 0 | -1 | 0.015898 | 0 | -1 | 2.6226 | 0 | -1 | 2.0902 | 0 | -1 | 0.14784 | 0 | -1 | 10.9356 | 0 | -1
8 | 4.5911 | 0 | -1 | 0.12757 | 0 | -1 | 3.3527 | 0 | -1 | 2.1486 | 0 | -1 | 0.15753 | 0 | -1 | 10.3775 | 0 | -1 | 5.013 | 0 | -1 | 0.09622 | 0 | -1 | 3.3527 | 0 | -1 | 2.1484 | 0 | -1 | 0.16155 | 0 | -1 | 10.7719 | 0 | -1 | 4.7051 | 0 | -1 | 0.087783 | 0 | -1 | 2.7681 | 0 | -1 | 2.1486 | 0 | -1 | 0.15753 | 0 | -1 | 9.8671 | 0 | -1
9 | 3.4686 | 0 | -1 | 1.0504 | 0 | -1 | 4.9123 | 0 | -1 | 2.9221 | 0 | -1 | 0.41851 | 0 | -1 | 12.7719 | 0 | -1 | 3.4552 | 0 | -1 | 0.93901 | 0 | -1 | 4.9123 | 0 | -1 | 2.9221 | 0 | -1 | 0.42923 | 0 | -1 | 12.6578 | 0 | -1 | 3.2424 | 0 | -1 | 0.85761 | 0 | -1 | 4.0557 | 0 | -1 | 2.9226 | 0 | -1 | 0.41851 | 0 | -1 | 11.4968 | 0 | -1
10 | 0.83603 | 0 | -1 | 6.216 | 0 | -1 | 5.2251 | 0 | -1 | 3.0581 | 0 | -1 | 0.57698 | 0 | -1 | 15.9123 | 0 | -1 | 0.60692 | 0 | -1 | 5.979 | 0 | -1 | 5.2251 | 0 | -1 | 3.0584 | 0 | -1 | 0.59175 | 0 | -1 | 15.4613 | 0 | -1 | 0.59994 | 0 | -1 | 5.3787 | 0 | -1 | 4.314 | 0 | -1 | 3.0593 | 0 | -1 | 0.57698 | 0 | -1 | 13.9289 | 0 | -1
11 | 0.57991 | 0 | -1 | 16.3829 | 0 | -1 | 5.1606 | 0 | -1 | 2.982 | 0 | -1 | 0.63036 | 0 | -1 | 25.7357 | 0 | -1 | 0.52403 | 0 | -1 | 15.5429 | 0 | -1 | 5.1606 | 0 | -1 | 2.9824 | 0 | -1 | 0.64651 | 0 | -1 | 24.8563 | 0 | -1 | 0.48872 | 0 | -1 | 13.4074 | 0 | -1 | 4.2607 | 0 | -1 | 2.9833 | 0 | -1 | 0.63036 | 0 | -1 | 21.7705 | 0 | -1
12 | 0.11028 | 0 | -1 | 31.5079 | 0 | -1 | 5.0716 | 0 | -1 | 2.999 | 0 | -1 | 0.67457 | 0 | -1 | 40.3634 | 0 | -1 | 0.048898 | 0 | -1 | 29.8036 | 0 | -1 | 5.0716 | 0 | -1 | 2.9995 | 0 | -1 | 0.69185 | 0 | -1 | 38.6155 | 0 | -1 | 0.053929 | 0 | -1 | 25.3406 | 0 | -1 | 4.1872 | 0 | -1 | 3.0007 | 0 | -1 | 0.67457 | 0 | -1 | 33.257 | 0 | -1
Annual | 25.7007 | 0 | -1 | 150.4624 | 0 | -1 | 58.0804 | 0 | -1 | 34.2318 | 0 | -1 | 6.6638 | 0 | -1 | 275.1392 | 0 | -1 | 26.1527 | 0 | -1 | 143.1639 | 0 | -1 | 58.0804 | 0 | -1 | 34.2339 | 0 | -1 | 6.8344 | 0 | -1 | 268.4654 | 0 | -1 | 24.5262 | 0 | -1 | 123.5934 | 0 | -1 | 47.9525 | 0 | -1 | 34.2436 | 0 | -1 | 6.6638 | 0 | -1 | 236.9795 | 0 | -1

## SecondarySchool_19592m211
Epoch | Pre1980 | [17 empty] | Post1980 | [17 empty] | New2004
Energy Type | Cooling (kWh/m2) |  |  | Heating (kWh/m2) |  |  | Lights (kWh/m2) |  |  | Equipment (kWh/m2) |  |  | DHW (kWh/m2) |  |  | EUI (kWh/m2) |  |  | Cooling (kWh/m2) |  |  | Heating (kWh/m2) |  |  | Lights (kWh/m2) |  |  | Equipment (kWh/m2) |  |  | DHW (kWh/m2) |  |  | EUI (kWh/m2) |  |  | Cooling (kWh/m2) |  |  | Heating (kWh/m2) |  |  | Lights (kWh/m2) |  |  | Equipment (kWh/m2) |  |  | DHW (kWh/m2) |  |  | EUI (kWh/m2)
Simulation Type | EP | UMI | error | EP | UMI | error | EP | UMI | error | EP | UMI | error | EP | UMI | error | EP | UMI | error | EP | UMI | error | EP | UMI | error | EP | UMI | error | EP | UMI | error | EP | UMI | error | EP | UMI | error | EP | UMI | error | EP | UMI | error | EP | UMI | error | EP | UMI | error | EP | UMI | error | EP | UMI | error
Month
1 | 0.10699 | 0 | -1 | 35.0303 | 0 | -1 | 5.2251 | 0 | -1 | 3.0416 | 0 | -1 | 0.74192 | 0 | -1 | 44.1459 | 0 | -1 | 0.045729 | 0 | -1 | 33.163 | 0 | -1 | 5.2251 | 0 | -1 | 3.0421 | 0 | -1 | 0.76092 | 0 | -1 | 42.2369 | 0 | -1 | 0.052595 | 0 | -1 | 28.1716 | 0 | -1 | 4.314 | 0 | -1 | 3.0435 | 0 | -1 | 0.74192 | 0 | -1 | 36.3236 | 0 | -1
2 | 0.1246 | 0 | -1 | 28.2524 | 0 | -1 | 4.7244 | 0 | -1 | 2.7501 | 0 | -1 | 0.68717 | 0 | -1 | 36.5387 | 0 | -1 | 0.054076 | 0 | -1 | 26.8433 | 0 | -1 | 4.7244 | 0 | -1 | 2.7505 | 0 | -1 | 0.70476 | 0 | -1 | 35.0771 | 0 | -1 | 0.05158 | 0 | -1 | 23.0976 | 0 | -1 | 3.9006 | 0 | -1 | 2.7516 | 0 | -1 | 0.68716 | 0 | -1 | 30.4886 | 0 | -1
3 | 0.24397 | 0 | -1 | 18.9264 | 0 | -1 | 5.5322 | 0 | -1 | 3.1344 | 0 | -1 | 0.8001 | 0 | -1 | 28.6371 | 0 | -1 | 0.12277 | 0 | -1 | 18.3717 | 0 | -1 | 5.5322 | 0 | -1 | 3.1346 | 0 | -1 | 0.82053 | 0 | -1 | 27.9818 | 0 | -1 | 0.10837 | 0 | -1 | 16.2605 | 0 | -1 | 4.5675 | 0 | -1 | 3.1358 | 0 | -1 | 0.80004 | 0 | -1 | 24.8722 | 0 | -1
4 | 1.281 | 0 | -1 | 9.7935 | 0 | -1 | 5.0071 | 0 | -1 | 2.9447 | 0 | -1 | 0.67053 | 0 | -1 | 19.6968 | 0 | -1 | 1.1787 | 0 | -1 | 9.5286 | 0 | -1 | 5.0071 | 0 | -1 | 2.9449 | 0 | -1 | 0.68817 | 0 | -1 | 19.3474 | 0 | -1 | 1.0986 | 0 | -1 | 8.4468 | 0 | -1 | 4.1339 | 0 | -1 | 2.9458 | 0 | -1 | 0.67099 | 0 | -1 | 17.2962 | 0 | -1
5 | 2.4834 | 0 | -1 | 2.7752 | 0 | -1 | 5.3787 | 0 | -1 | 3.1096 | 0 | -1 | 0.6608 | 0 | -1 | 14.4077 | 0 | -1 | 2.3591 | 0 | -1 | 2.5624 | 0 | -1 | 5.3787 | 0 | -1 | 3.1097 | 0 | -1 | 0.6773 | 0 | -1 | 14.0872 | 0 | -1 | 2.2766 | 0 | -1 | 2.2484 | 0 | -1 | 4.4407 | 0 | -1 | 3.1106 | 0 | -1 | 0.66038 | 0 | -1 | 12.7366 | 0 | -1
6 | 5.9299 | 0 | -1 | 0.36006 | 0 | -1 | 5.3141 | 0 | -1 | 3.0513 | 0 | -1 | 0.49749 | 0 | -1 | 15.1529 | 0 | -1 | 6.198 | 0 | -1 | 0.31598 | 0 | -1 | 5.3141 | 0 | -1 | 3.0513 | 0 | -1 | 0.51025 | 0 | -1 | 15.3896 | 0 | -1 | 5.7893 | 0 | -1 | 0.28044 | 0 | -1 | 4.3874 | 0 | -1 | 3.0517 | 0 | -1 | 0.49751 | 0 | -1 | 14.0064 | 0 | -1
7 | 5.945 | 0 | -1 | 0.039774 | 0 | -1 | 3.1765 | 0 | -1 | 2.0903 | 0 | -1 | 0.14784 | 0 | -1 | 11.3994 | 0 | -1 | 6.5462 | 0 | -1 | 0.018147 | 0 | -1 | 3.1765 | 0 | -1 | 2.09 | 0 | -1 | 0.15161 | 0 | -1 | 11.9825 | 0 | -1 | 6.0591 | 0 | -1 | 0.015898 | 0 | -1 | 2.6226 | 0 | -1 | 2.0902 | 0 | -1 | 0.14784 | 0 | -1 | 10.9356 | 0 | -1
8 | 4.5911 | 0 | -1 | 0.12757 | 0 | -1 | 3.3527 | 0 | -1 | 2.1486 | 0 | -1 | 0.15753 | 0 | -1 | 10.3775 | 0 | -1 | 5.013 | 0 | -1 | 0.09622 | 0 | -1 | 3.3527 | 0 | -1 | 2.1484 | 0 | -1 | 0.16155 | 0 | -1 | 10.7719 | 0 | -1 | 4.7051 | 0 | -1 | 0.087783 | 0 | -1 | 2.7681 | 0 | -1 | 2.1486 | 0 | -1 | 0.15753 | 0 | -1 | 9.8671 | 0 | -1
9 | 3.4686 | 0 | -1 | 1.0504 | 0 | -1 | 4.9123 | 0 | -1 | 2.9221 | 0 | -1 | 0.41851 | 0 | -1 | 12.7719 | 0 | -1 | 3.4552 | 0 | -1 | 0.93901 | 0 | -1 | 4.9123 | 0 | -1 | 2.9221 | 0 | -1 | 0.42923 | 0 | -1 | 12.6578 | 0 | -1 | 3.2424 | 0 | -1 | 0.85761 | 0 | -1 | 4.0557 | 0 | -1 | 2.9226 | 0 | -1 | 0.41851 | 0 | -1 | 11.4968 | 0 | -1
10 | 0.83603 | 0 | -1 | 6.216 | 0 | -1 | 5.2251 | 0 | -1 | 3.0581 | 0 | -1 | 0.57698 | 0 | -1 | 15.9123 | 0 | -1 | 0.60692 | 0 | -1 | 5.979 | 0 | -1 | 5.2251 | 0 | -1 | 3.0584 | 0 | -1 | 0.59175 | 0 | -1 | 15.4613 | 0 | -1 | 0.59994 | 0 | -1 | 5.3787 | 0 | -1 | 4.314 | 0 | -1 | 3.0593 | 0 | -1 | 0.57698 | 0 | -1 | 13.9289 | 0 | -1
11 | 0.57991 | 0 | -1 | 16.3829 | 0 | -1 | 5.1606 | 0 | -1 | 2.982 | 0 | -1 | 0.63036 | 0 | -1 | 25.7357 | 0 | -1 | 0.52403 | 0 | -1 | 15.5429 | 0 | -1 | 5.1606 | 0 | -1 | 2.9824 | 0 | -1 | 0.64651 | 0 | -1 | 24.8563 | 0 | -1 | 0.48872 | 0 | -1 | 13.4074 | 0 | -1 | 4.2607 | 0 | -1 | 2.9833 | 0 | -1 | 0.63036 | 0 | -1 | 21.7705 | 0 | -1
12 | 0.11028 | 0 | -1 | 31.5079 | 0 | -1 | 5.0716 | 0 | -1 | 2.999 | 0 | -1 | 0.67457 | 0 | -1 | 40.3634 | 0 | -1 | 0.048898 | 0 | -1 | 29.8036 | 0 | -1 | 5.0716 | 0 | -1 | 2.9995 | 0 | -1 | 0.69185 | 0 | -1 | 38.6155 | 0 | -1 | 0.053929 | 0 | -1 | 25.3406 | 0 | -1 | 4.1872 | 0 | -1 | 3.0007 | 0 | -1 | 0.67457 | 0 | -1 | 33.257 | 0 | -1
Annual | 25.7007 | 0 | -1 | 150.4624 | 0 | -1 | 58.0804 | 0 | -1 | 34.2318 | 0 | -1 | 6.6638 | 0 | -1 | 275.1392 | 0 | -1 | 26.1527 | 0 | -1 | 143.1639 | 0 | -1 | 58.0804 | 0 | -1 | 34.2339 | 0 | -1 | 6.8344 | 0 | -1 | 268.4654 | 0 | -1 | 24.5262 | 0 | -1 | 123.5934 | 0 | -1 | 47.9525 | 0 | -1 | 34.2436 | 0 | -1 | 6.6638 | 0 | -1 | 236.9795 | 0 | -1

## Supermarket_4181m22
Epoch | Pre1980 | [17 empty] | Post1980 | [17 empty] | New2004
Energy Type | Cooling (kWh/m2) |  |  | Heating (kWh/m2) |  |  | Lights (kWh/m2) |  |  | Equipment (kWh/m2) |  |  | DHW (kWh/m2) |  |  | EUI (kWh/m2) |  |  | Cooling (kWh/m2) |  |  | Heating (kWh/m2) |  |  | Lights (kWh/m2) |  |  | Equipment (kWh/m2) |  |  | DHW (kWh/m2) |  |  | EUI (kWh/m2) |  |  | Cooling (kWh/m2) |  |  | Heating (kWh/m2) |  |  | Lights (kWh/m2) |  |  | Equipment (kWh/m2) |  |  | DHW (kWh/m2) |  |  | EUI (kWh/m2)
Simulation Type | EP | UMI | error | EP | UMI | error | EP | UMI | error | EP | UMI | error | EP | UMI | error | EP | UMI | error | EP | UMI | error | EP | UMI | error | EP | UMI | error | EP | UMI | error | EP | UMI | error | EP | UMI | error | EP | UMI | error | EP | UMI | error | EP | UMI | error | EP | UMI | error | EP | UMI | error | EP | UMI | error
Month
1 | 4.2518 | 0 | -1 | 62.6991 | 0 | -1 | 8.439 | 0 | -1 | 19.0368 | 0 | -1 | 0.15528 | 0 | -1 | 94.582 | 0 | -1 | 4.1326 | 0 | -1 | 60.0078 | 0 | -1 | 8.439 | 0 | -1 | 19.0389 | 0 | -1 | 0.15917 | 0 | -1 | 91.7775 | 0 | -1 | 2.1062 | 0 | -1 | 43.7776 | 0 | -1 | 5.2095 | 0 | -1 | 19.0242 | 0 | -1 | 0.15528 | 0 | -1 | 70.2728 | 0 | -1
2 | 4.0395 | 0 | -1 | 50.159 | 0 | -1 | 7.6701 | 0 | -1 | 17.3407 | 0 | -1 | 0.14261 | 0 | -1 | 79.352 | 0 | -1 | 3.9027 | 0 | -1 | 48.1249 | 0 | -1 | 7.6701 | 0 | -1 | 17.3419 | 0 | -1 | 0.14619 | 0 | -1 | 77.1858 | 0 | -1 | 1.9415 | 0 | -1 | 35.6864 | 0 | -1 | 4.7348 | 0 | -1 | 17.3215 | 0 | -1 | 0.14261 | 0 | -1 | 59.8268 | 0 | -1
3 | 5.2502 | 0 | -1 | 34.5523 | 0 | -1 | 8.7369 | 0 | -1 | 20.1464 | 0 | -1 | 0.1572 | 0 | -1 | 68.843 | 0 | -1 | 5.0222 | 0 | -1 | 33.3935 | 0 | -1 | 8.7369 | 0 | -1 | 20.1474 | 0 | -1 | 0.16114 | 0 | -1 | 67.4611 | 0 | -1 | 2.2632 | 0 | -1 | 27.4031 | 0 | -1 | 5.3933 | 0 | -1 | 20.0459 | 0 | -1 | 0.1572 | 0 | -1 | 55.2626 | 0 | -1
4 | 5.6493 | 0 | -1 | 21.0595 | 0 | -1 | 8.2441 | 0 | -1 | 21.6449 | 0 | -1 | 0.14557 | 0 | -1 | 56.7434 | 0 | -1 | 5.3415 | 0 | -1 | 20.5854 | 0 | -1 | 8.2441 | 0 | -1 | 21.64 | 0 | -1 | 0.14922 | 0 | -1 | 55.9603 | 0 | -1 | 2.602 | 0 | -1 | 18.1078 | 0 | -1 | 5.0891 | 0 | -1 | 21.4 | 0 | -1 | 0.14557 | 0 | -1 | 47.3444 | 0 | -1
5 | 6.4825 | 0 | -1 | 7.6298 | 0 | -1 | 8.588 | 0 | -1 | 24.2281 | 0 | -1 | 0.14212 | 0 | -1 | 47.0705 | 0 | -1 | 6.1266 | 0 | -1 | 7.7034 | 0 | -1 | 8.588 | 0 | -1 | 24.2194 | 0 | -1 | 0.14568 | 0 | -1 | 46.7831 | 0 | -1 | 3.2442 | 0 | -1 | 8.3005 | 0 | -1 | 5.3014 | 0 | -1 | 23.8682 | 0 | -1 | 0.14212 | 0 | -1 | 40.8563 | 0 | -1
6 | 8.0164 | 0 | -1 | 1.3008 | 0 | -1 | 8.4309 | 0 | -1 | 26.8928 | 0 | -1 | 0.13023 | 0 | -1 | 44.7712 | 0 | -1 | 7.5807 | 0 | -1 | 1.2927 | 0 | -1 | 8.4309 | 0 | -1 | 26.889 | 0 | -1 | 0.13348 | 0 | -1 | 44.3267 | 0 | -1 | 4.0805 | 0 | -1 | 1.7131 | 0 | -1 | 5.2044 | 0 | -1 | 26.51 | 0 | -1 | 0.13022 | 0 | -1 | 37.6383 | 0 | -1
7 | 9.9347 | 0 | -1 | 0.18612 | 0 | -1 | 8.4011 | 0 | -1 | 30.005 | 0 | -1 | 0.12732 | 0 | -1 | 48.6543 | 0 | -1 | 9.3457 | 0 | -1 | 0.17755 | 0 | -1 | 8.4011 | 0 | -1 | 30.0085 | 0 | -1 | 0.13049 | 0 | -1 | 48.0634 | 0 | -1 | 5.0687 | 0 | -1 | 0.31879 | 0 | -1 | 5.1861 | 0 | -1 | 29.787 | 0 | -1 | 0.12732 | 0 | -1 | 40.4878 | 0 | -1
8 | 8.5919 | 0 | -1 | 0.48467 | 0 | -1 | 8.7369 | 0 | -1 | 29.1596 | 0 | -1 | 0.12677 | 0 | -1 | 47.0998 | 0 | -1 | 8.1259 | 0 | -1 | 0.44947 | 0 | -1 | 8.7369 | 0 | -1 | 29.1583 | 0 | -1 | 0.12993 | 0 | -1 | 46.6005 | 0 | -1 | 4.4127 | 0 | -1 | 0.669 | 0 | -1 | 5.3933 | 0 | -1 | 28.8578 | 0 | -1 | 0.12677 | 0 | -1 | 39.4596 | 0 | -1
9 | 6.8965 | 0 | -1 | 2.8077 | 0 | -1 | 8.2441 | 0 | -1 | 26.0321 | 0 | -1 | 0.1242 | 0 | -1 | 44.1046 | 0 | -1 | 6.5687 | 0 | -1 | 2.7525 | 0 | -1 | 8.2441 | 0 | -1 | 26.0159 | 0 | -1 | 0.12729 | 0 | -1 | 43.7084 | 0 | -1 | 3.5407 | 0 | -1 | 3.4274 | 0 | -1 | 5.0891 | 0 | -1 | 25.6278 | 0 | -1 | 0.1242 | 0 | -1 | 37.8092 | 0 | -1
10 | 5.6637 | 0 | -1 | 15.5026 | 0 | -1 | 8.439 | 0 | -1 | 22.3402 | 0 | -1 | 0.13335 | 0 | -1 | 52.0789 | 0 | -1 | 5.342 | 0 | -1 | 15.295 | 0 | -1 | 8.439 | 0 | -1 | 22.3366 | 0 | -1 | 0.13668 | 0 | -1 | 51.5494 | 0 | -1 | 2.6964 | 0 | -1 | 15.0058 | 0 | -1 | 5.2095 | 0 | -1 | 22.0365 | 0 | -1 | 0.13335 | 0 | -1 | 45.0816 | 0 | -1
11 | 4.9244 | 0 | -1 | 33.7311 | 0 | -1 | 8.171 | 0 | -1 | 20.5803 | 0 | -1 | 0.13653 | 0 | -1 | 67.5435 | 0 | -1 | 4.7161 | 0 | -1 | 32.4478 | 0 | -1 | 8.171 | 0 | -1 | 20.5803 | 0 | -1 | 0.13994 | 0 | -1 | 66.0552 | 0 | -1 | 2.3159 | 0 | -1 | 25.94 | 0 | -1 | 5.044 | 0 | -1 | 20.4091 | 0 | -1 | 0.13653 | 0 | -1 | 53.8455 | 0 | -1
12 | 4.3683 | 0 | -1 | 59.3003 | 0 | -1 | 8.4011 | 0 | -1 | 18.9873 | 0 | -1 | 0.14952 | 0 | -1 | 91.2066 | 0 | -1 | 4.2631 | 0 | -1 | 56.6952 | 0 | -1 | 8.4011 | 0 | -1 | 18.9896 | 0 | -1 | 0.15327 | 0 | -1 | 88.5023 | 0 | -1 | 2.1036 | 0 | -1 | 41.6597 | 0 | -1 | 5.1861 | 0 | -1 | 18.9903 | 0 | -1 | 0.14952 | 0 | -1 | 68.0892 | 0 | -1
Annual | 74.0692 | 0 | -1 | 289.4132 | 0 | -1 | 100.5024 | 0 | -1 | 276.3941 | 0 | -1 | 1.6707 | 0 | -1 | 742.0496 | 0 | -1 | 70.4678 | 0 | -1 | 278.9252 | 0 | -1 | 100.5024 | 0 | -1 | 276.3658 | 0 | -1 | 1.7125 | 0 | -1 | 727.9737 | 0 | -1 | 36.3756 | 0 | -1 | 222.0091 | 0 | -1 | 62.0406 | 0 | -1 | 273.8783 | 0 | -1 | 1.6707 | 0 | -1 | 595.9742 | 0 | -1

## Supermarket_4181m211
Epoch | Pre1980 | [17 empty] | Post1980 | [17 empty] | New2004
Energy Type | Cooling (kWh/m2) |  |  | Heating (kWh/m2) |  |  | Lights (kWh/m2) |  |  | Equipment (kWh/m2) |  |  | DHW (kWh/m2) |  |  | EUI (kWh/m2) |  |  | Cooling (kWh/m2) |  |  | Heating (kWh/m2) |  |  | Lights (kWh/m2) |  |  | Equipment (kWh/m2) |  |  | DHW (kWh/m2) |  |  | EUI (kWh/m2) |  |  | Cooling (kWh/m2) |  |  | Heating (kWh/m2) |  |  | Lights (kWh/m2) |  |  | Equipment (kWh/m2) |  |  | DHW (kWh/m2) |  |  | EUI (kWh/m2)
Simulation Type | EP | UMI | error | EP | UMI | error | EP | UMI | error | EP | UMI | error | EP | UMI | error | EP | UMI | error | EP | UMI | error | EP | UMI | error | EP | UMI | error | EP | UMI | error | EP | UMI | error | EP | UMI | error | EP | UMI | error | EP | UMI | error | EP | UMI | error | EP | UMI | error | EP | UMI | error | EP | UMI | error
Month
1 | 4.2518 | 0 | -1 | 62.6991 | 0 | -1 | 8.439 | 0 | -1 | 19.0368 | 0 | -1 | 0.15528 | 0 | -1 | 94.582 | 0 | -1 | 4.1326 | 0 | -1 | 60.0078 | 0 | -1 | 8.439 | 0 | -1 | 19.0389 | 0 | -1 | 0.15917 | 0 | -1 | 91.7775 | 0 | -1 | 2.1062 | 0 | -1 | 43.7776 | 0 | -1 | 5.2095 | 0 | -1 | 19.0242 | 0 | -1 | 0.15528 | 0 | -1 | 70.2728 | 0 | -1
2 | 4.0395 | 0 | -1 | 50.159 | 0 | -1 | 7.6701 | 0 | -1 | 17.3407 | 0 | -1 | 0.14261 | 0 | -1 | 79.352 | 0 | -1 | 3.9027 | 0 | -1 | 48.1249 | 0 | -1 | 7.6701 | 0 | -1 | 17.3419 | 0 | -1 | 0.14619 | 0 | -1 | 77.1858 | 0 | -1 | 1.9415 | 0 | -1 | 35.6864 | 0 | -1 | 4.7348 | 0 | -1 | 17.3215 | 0 | -1 | 0.14261 | 0 | -1 | 59.8268 | 0 | -1
3 | 5.2502 | 0 | -1 | 34.5523 | 0 | -1 | 8.7369 | 0 | -1 | 20.1464 | 0 | -1 | 0.1572 | 0 | -1 | 68.843 | 0 | -1 | 5.0222 | 0 | -1 | 33.3935 | 0 | -1 | 8.7369 | 0 | -1 | 20.1474 | 0 | -1 | 0.16114 | 0 | -1 | 67.4611 | 0 | -1 | 2.2632 | 0 | -1 | 27.4031 | 0 | -1 | 5.3933 | 0 | -1 | 20.0459 | 0 | -1 | 0.1572 | 0 | -1 | 55.2626 | 0 | -1
4 | 5.6493 | 0 | -1 | 21.0595 | 0 | -1 | 8.2441 | 0 | -1 | 21.6449 | 0 | -1 | 0.14557 | 0 | -1 | 56.7434 | 0 | -1 | 5.3415 | 0 | -1 | 20.5854 | 0 | -1 | 8.2441 | 0 | -1 | 21.64 | 0 | -1 | 0.14922 | 0 | -1 | 55.9603 | 0 | -1 | 2.602 | 0 | -1 | 18.1078 | 0 | -1 | 5.0891 | 0 | -1 | 21.4 | 0 | -1 | 0.14557 | 0 | -1 | 47.3444 | 0 | -1
5 | 6.4825 | 0 | -1 | 7.6298 | 0 | -1 | 8.588 | 0 | -1 | 24.2281 | 0 | -1 | 0.14212 | 0 | -1 | 47.0705 | 0 | -1 | 6.1266 | 0 | -1 | 7.7034 | 0 | -1 | 8.588 | 0 | -1 | 24.2194 | 0 | -1 | 0.14568 | 0 | -1 | 46.7831 | 0 | -1 | 3.2442 | 0 | -1 | 8.3005 | 0 | -1 | 5.3014 | 0 | -1 | 23.8682 | 0 | -1 | 0.14212 | 0 | -1 | 40.8563 | 0 | -1
6 | 8.0164 | 0 | -1 | 1.3008 | 0 | -1 | 8.4309 | 0 | -1 | 26.8928 | 0 | -1 | 0.13023 | 0 | -1 | 44.7712 | 0 | -1 | 7.5807 | 0 | -1 | 1.2927 | 0 | -1 | 8.4309 | 0 | -1 | 26.889 | 0 | -1 | 0.13348 | 0 | -1 | 44.3267 | 0 | -1 | 4.0805 | 0 | -1 | 1.7131 | 0 | -1 | 5.2044 | 0 | -1 | 26.51 | 0 | -1 | 0.13022 | 0 | -1 | 37.6383 | 0 | -1
7 | 9.9347 | 0 | -1 | 0.18612 | 0 | -1 | 8.4011 | 0 | -1 | 30.005 | 0 | -1 | 0.12732 | 0 | -1 | 48.6543 | 0 | -1 | 9.3457 | 0 | -1 | 0.17755 | 0 | -1 | 8.4011 | 0 | -1 | 30.0085 | 0 | -1 | 0.13049 | 0 | -1 | 48.0634 | 0 | -1 | 5.0687 | 0 | -1 | 0.31879 | 0 | -1 | 5.1861 | 0 | -1 | 29.787 | 0 | -1 | 0.12732 | 0 | -1 | 40.4878 | 0 | -1
8 | 8.5919 | 0 | -1 | 0.48467 | 0 | -1 | 8.7369 | 0 | -1 | 29.1596 | 0 | -1 | 0.12677 | 0 | -1 | 47.0998 | 0 | -1 | 8.1259 | 0 | -1 | 0.44947 | 0 | -1 | 8.7369 | 0 | -1 | 29.1583 | 0 | -1 | 0.12993 | 0 | -1 | 46.6005 | 0 | -1 | 4.4127 | 0 | -1 | 0.669 | 0 | -1 | 5.3933 | 0 | -1 | 28.8578 | 0 | -1 | 0.12677 | 0 | -1 | 39.4596 | 0 | -1
9 | 6.8965 | 0 | -1 | 2.8077 | 0 | -1 | 8.2441 | 0 | -1 | 26.0321 | 0 | -1 | 0.1242 | 0 | -1 | 44.1046 | 0 | -1 | 6.5687 | 0 | -1 | 2.7525 | 0 | -1 | 8.2441 | 0 | -1 | 26.0159 | 0 | -1 | 0.12729 | 0 | -1 | 43.7084 | 0 | -1 | 3.5407 | 0 | -1 | 3.4274 | 0 | -1 | 5.0891 | 0 | -1 | 25.6278 | 0 | -1 | 0.1242 | 0 | -1 | 37.8092 | 0 | -1
10 | 5.6637 | 0 | -1 | 15.5026 | 0 | -1 | 8.439 | 0 | -1 | 22.3402 | 0 | -1 | 0.13335 | 0 | -1 | 52.0789 | 0 | -1 | 5.342 | 0 | -1 | 15.295 | 0 | -1 | 8.439 | 0 | -1 | 22.3366 | 0 | -1 | 0.13668 | 0 | -1 | 51.5494 | 0 | -1 | 2.6964 | 0 | -1 | 15.0058 | 0 | -1 | 5.2095 | 0 | -1 | 22.0365 | 0 | -1 | 0.13335 | 0 | -1 | 45.0816 | 0 | -1
11 | 4.9244 | 0 | -1 | 33.7311 | 0 | -1 | 8.171 | 0 | -1 | 20.5803 | 0 | -1 | 0.13653 | 0 | -1 | 67.5435 | 0 | -1 | 4.7161 | 0 | -1 | 32.4478 | 0 | -1 | 8.171 | 0 | -1 | 20.5803 | 0 | -1 | 0.13994 | 0 | -1 | 66.0552 | 0 | -1 | 2.3159 | 0 | -1 | 25.94 | 0 | -1 | 5.044 | 0 | -1 | 20.4091 | 0 | -1 | 0.13653 | 0 | -1 | 53.8455 | 0 | -1
12 | 4.3683 | 0 | -1 | 59.3003 | 0 | -1 | 8.4011 | 0 | -1 | 18.9873 | 0 | -1 | 0.14952 | 0 | -1 | 91.2066 | 0 | -1 | 4.2631 | 0 | -1 | 56.6952 | 0 | -1 | 8.4011 | 0 | -1 | 18.9896 | 0 | -1 | 0.15327 | 0 | -1 | 88.5023 | 0 | -1 | 2.1036 | 0 | -1 | 41.6597 | 0 | -1 | 5.1861 | 0 | -1 | 18.9903 | 0 | -1 | 0.14952 | 0 | -1 | 68.0892 | 0 | -1
Annual | 74.0692 | 0 | -1 | 289.4132 | 0 | -1 | 100.5024 | 0 | -1 | 276.3941 | 0 | -1 | 1.6707 | 0 | -1 | 742.0496 | 0 | -1 | 70.4678 | 0 | -1 | 278.9252 | 0 | -1 | 100.5024 | 0 | -1 | 276.3658 | 0 | -1 | 1.7125 | 0 | -1 | 727.9737 | 0 | -1 | 36.3756 | 0 | -1 | 222.0091 | 0 | -1 | 62.0406 | 0 | -1 | 273.8783 | 0 | -1 | 1.6707 | 0 | -1 | 595.9742 | 0 | -1

## QuickServiceRestaurant_232m22
Epoch | Pre1980 | [17 empty] | Post1980 | [17 empty] | New2004
Energy Type | Cooling (kWh/m2) |  |  | Heating (kWh/m2) |  |  | Lights (kWh/m2) |  |  | Equipment (kWh/m2) |  |  | DHW (kWh/m2) |  |  | EUI (kWh/m2) |  |  | Cooling (kWh/m2) |  |  | Heating (kWh/m2) |  |  | Lights (kWh/m2) |  |  | Equipment (kWh/m2) |  |  | DHW (kWh/m2) |  |  | EUI (kWh/m2) |  |  | Cooling (kWh/m2) |  |  | Heating (kWh/m2) |  |  | Lights (kWh/m2) |  |  | Equipment (kWh/m2) |  |  | DHW (kWh/m2) |  |  | EUI (kWh/m2)
Simulation Type | EP | UMI | error | EP | UMI | error | EP | UMI | error | EP | UMI | error | EP | UMI | error | EP | UMI | error | EP | UMI | error | EP | UMI | error | EP | UMI | error | EP | UMI | error | EP | UMI | error | EP | UMI | error | EP | UMI | error | EP | UMI | error | EP | UMI | error | EP | UMI | error | EP | UMI | error | EP | UMI | error
Month
1 | 0.88007 | 0 | -1 | 165.5603 | 0 | -1 | 17.5339 | 0 | -1 | 46.9018 | 0 | -1 | 9.9934 | 0 | -1 | 240.8694 | 0 | -1 | 0.7601 | 0 | -1 | 137.7186 | 0 | -1 | 8.804 | 0 | -1 | 46.9343 | 0 | -1 | 10.2484 | 0 | -1 | 204.4653 | 0 | -1 | 0.80635 | 0 | -1 | 118.4276 | 0 | -1 | 9.7395 | 0 | -1 | 46.9819 | 0 | -1 | 9.9938 | 0 | -1 | 185.9492 | 0 | -1
2 | 0.98009 | 0 | -1 | 130.037 | 0 | -1 | 15.8371 | 0 | -1 | 42.3913 | 0 | -1 | 9.1923 | 0 | -1 | 198.4378 | 0 | -1 | 0.82784 | 0 | -1 | 108.1881 | 0 | -1 | 7.952 | 0 | -1 | 42.4222 | 0 | -1 | 9.4269 | 0 | -1 | 168.8171 | 0 | -1 | 0.89206 | 0 | -1 | 93.5631 | 0 | -1 | 8.797 | 0 | -1 | 42.4643 | 0 | -1 | 9.1927 | 0 | -1 | 154.9092 | 0 | -1
3 | 1.9299 | 0 | -1 | 81.0632 | 0 | -1 | 17.5339 | 0 | -1 | 47.0839 | 0 | -1 | 10.0751 | 0 | -1 | 157.686 | 0 | -1 | 1.5797 | 0 | -1 | 67.8881 | 0 | -1 | 8.804 | 0 | -1 | 47.1236 | 0 | -1 | 10.3325 | 0 | -1 | 135.7279 | 0 | -1 | 1.7293 | 0 | -1 | 60.7643 | 0 | -1 | 9.7395 | 0 | -1 | 47.1639 | 0 | -1 | 10.0758 | 0 | -1 | 129.4728 | 0 | -1
4 | 4.8088 | 0 | -1 | 43.2135 | 0 | -1 | 16.9683 | 0 | -1 | 45.9181 | 0 | -1 | 9.184 | 0 | -1 | 120.0926 | 0 | -1 | 3.8966 | 0 | -1 | 37.6411 | 0 | -1 | 8.52 | 0 | -1 | 45.9471 | 0 | -1 | 9.4211 | 0 | -1 | 105.426 | 0 | -1 | 4.0698 | 0 | -1 | 33.2163 | 0 | -1 | 9.4254 | 0 | -1 | 45.9789 | 0 | -1 | 9.1871 | 0 | -1 | 101.8775 | 0 | -1
5 | 7.8306 | 0 | -1 | 10.4097 | 0 | -1 | 17.5339 | 0 | -1 | 47.7945 | 0 | -1 | 8.8181 | 0 | -1 | 92.3869 | 0 | -1 | 6.2505 | 0 | -1 | 10.5326 | 0 | -1 | 8.804 | 0 | -1 | 47.8157 | 0 | -1 | 9.0413 | 0 | -1 | 82.444 | 0 | -1 | 6.52 | 0 | -1 | 8.5162 | 0 | -1 | 9.7395 | 0 | -1 | 47.8458 | 0 | -1 | 8.8168 | 0 | -1 | 81.4384 | 0 | -1
6 | 13.1896 | 0 | -1 | 1.1959 | 0 | -1 | 16.9683 | 0 | -1 | 46.7201 | 0 | -1 | 7.8877 | 0 | -1 | 85.9616 | 0 | -1 | 10.7008 | 0 | -1 | 1.3325 | 0 | -1 | 8.52 | 0 | -1 | 46.7321 | 0 | -1 | 8.0895 | 0 | -1 | 75.375 | 0 | -1 | 10.8558 | 0 | -1 | 0.96164 | 0 | -1 | 9.4254 | 0 | -1 | 46.7526 | 0 | -1 | 7.8888 | 0 | -1 | 75.8842 | 0 | -1
7 | 20.1227 | 0 | -1 | 0.09503 | 0 | -1 | 17.5339 | 0 | -1 | 48.5449 | 0 | -1 | 7.5647 | 0 | -1 | 93.8612 | 0 | -1 | 16.4621 | 0 | -1 | 0.11643 | 0 | -1 | 8.804 | 0 | -1 | 48.5569 | 0 | -1 | 7.7582 | 0 | -1 | 81.6976 | 0 | -1 | 16.5274 | 0 | -1 | 0.079237 | 0 | -1 | 9.7395 | 0 | -1 | 48.5701 | 0 | -1 | 7.5658 | 0 | -1 | 82.482 | 0 | -1
8 | 14.9081 | 0 | -1 | 0.35957 | 0 | -1 | 17.5339 | 0 | -1 | 48.389 | 0 | -1 | 7.4656 | 0 | -1 | 88.6562 | 0 | -1 | 12.1373 | 0 | -1 | 0.41265 | 0 | -1 | 8.804 | 0 | -1 | 48.4024 | 0 | -1 | 7.6539 | 0 | -1 | 77.4103 | 0 | -1 | 12.3715 | 0 | -1 | 0.28659 | 0 | -1 | 9.7395 | 0 | -1 | 48.42 | 0 | -1 | 7.4641 | 0 | -1 | 78.2817 | 0 | -1
9 | 9.3593 | 0 | -1 | 3.1487 | 0 | -1 | 16.9683 | 0 | -1 | 46.5306 | 0 | -1 | 7.3628 | 0 | -1 | 83.3698 | 0 | -1 | 7.5267 | 0 | -1 | 3.304 | 0 | -1 | 8.52 | 0 | -1 | 46.5468 | 0 | -1 | 7.5535 | 0 | -1 | 73.451 | 0 | -1 | 7.8108 | 0 | -1 | 2.4817 | 0 | -1 | 9.4254 | 0 | -1 | 46.5708 | 0 | -1 | 7.3662 | 0 | -1 | 73.6548 | 0 | -1
10 | 4.6574 | 0 | -1 | 24.7259 | 0 | -1 | 17.5339 | 0 | -1 | 47.4715 | 0 | -1 | 8.107 | 0 | -1 | 102.4957 | 0 | -1 | 3.7374 | 0 | -1 | 23.4888 | 0 | -1 | 8.804 | 0 | -1 | 47.5013 | 0 | -1 | 8.3139 | 0 | -1 | 91.8455 | 0 | -1 | 4.0321 | 0 | -1 | 19.7552 | 0 | -1 | 9.7395 | 0 | -1 | 47.5357 | 0 | -1 | 8.1077 | 0 | -1 | 89.1703 | 0 | -1
11 | 2.6943 | 0 | -1 | 78.3923 | 0 | -1 | 16.9683 | 0 | -1 | 45.6999 | 0 | -1 | 8.5147 | 0 | -1 | 152.2695 | 0 | -1 | 2.1809 | 0 | -1 | 65.8733 | 0 | -1 | 8.52 | 0 | -1 | 45.7304 | 0 | -1 | 8.7317 | 0 | -1 | 131.0363 | 0 | -1 | 2.3577 | 0 | -1 | 57.6075 | 0 | -1 | 9.4254 | 0 | -1 | 45.7681 | 0 | -1 | 8.515 | 0 | -1 | 123.6736 | 0 | -1
12 | 0.85616 | 0 | -1 | 155.9536 | 0 | -1 | 17.5339 | 0 | -1 | 46.8994 | 0 | -1 | 9.4775 | 0 | -1 | 230.7205 | 0 | -1 | 0.73894 | 0 | -1 | 128.6122 | 0 | -1 | 8.804 | 0 | -1 | 46.9333 | 0 | -1 | 9.7192 | 0 | -1 | 194.8076 | 0 | -1 | 0.78086 | 0 | -1 | 112.0862 | 0 | -1 | 9.7395 | 0 | -1 | 46.9806 | 0 | -1 | 9.4778 | 0 | -1 | 179.065 | 0 | -1
Annual | 82.217 | 0 | -1 | 694.1545 | 0 | -1 | 206.4479 | 0 | -1 | 560.3449 | 0 | -1 | 103.6427 | 0 | -1 | 1646.8071 | 0 | -1 | 66.7988 | 0 | -1 | 585.1083 | 0 | -1 | 103.66 | 0 | -1 | 560.6463 | 0 | -1 | 106.29 | 0 | -1 | 1422.5035 | 0 | -1 | 68.7537 | 0 | -1 | 507.7456 | 0 | -1 | 114.6753 | 0 | -1 | 561.0325 | 0 | -1 | 103.6516 | 0 | -1 | 1355.8588 | 0 | -1

## QuickServiceRestaurant_232m211
Epoch | Pre1980 | [17 empty] | Post1980 | [17 empty] | New2004
Energy Type | Cooling (kWh/m2) |  |  | Heating (kWh/m2) |  |  | Lights (kWh/m2) |  |  | Equipment (kWh/m2) |  |  | DHW (kWh/m2) |  |  | EUI (kWh/m2) |  |  | Cooling (kWh/m2) |  |  | Heating (kWh/m2) |  |  | Lights (kWh/m2) |  |  | Equipment (kWh/m2) |  |  | DHW (kWh/m2) |  |  | EUI (kWh/m2) |  |  | Cooling (kWh/m2) |  |  | Heating (kWh/m2) |  |  | Lights (kWh/m2) |  |  | Equipment (kWh/m2) |  |  | DHW (kWh/m2) |  |  | EUI (kWh/m2)
Simulation Type | EP | UMI | error | EP | UMI | error | EP | UMI | error | EP | UMI | error | EP | UMI | error | EP | UMI | error | EP | UMI | error | EP | UMI | error | EP | UMI | error | EP | UMI | error | EP | UMI | error | EP | UMI | error | EP | UMI | error | EP | UMI | error | EP | UMI | error | EP | UMI | error | EP | UMI | error | EP | UMI | error
Month
1 | 0.88007 | 0 | -1 | 165.5603 | 0 | -1 | 17.5339 | 0 | -1 | 46.9018 | 0 | -1 | 9.9934 | 0 | -1 | 240.8694 | 0 | -1 | 0.7601 | 0 | -1 | 137.7186 | 0 | -1 | 8.804 | 0 | -1 | 46.9343 | 0 | -1 | 10.2484 | 0 | -1 | 204.4653 | 0 | -1 | 0.80635 | 0 | -1 | 118.4276 | 0 | -1 | 9.7395 | 0 | -1 | 46.9819 | 0 | -1 | 9.9938 | 0 | -1 | 185.9492 | 0 | -1
2 | 0.98009 | 0 | -1 | 130.037 | 0 | -1 | 15.8371 | 0 | -1 | 42.3913 | 0 | -1 | 9.1923 | 0 | -1 | 198.4378 | 0 | -1 | 0.82784 | 0 | -1 | 108.1881 | 0 | -1 | 7.952 | 0 | -1 | 42.4222 | 0 | -1 | 9.4269 | 0 | -1 | 168.8171 | 0 | -1 | 0.89206 | 0 | -1 | 93.5631 | 0 | -1 | 8.797 | 0 | -1 | 42.4643 | 0 | -1 | 9.1927 | 0 | -1 | 154.9092 | 0 | -1
3 | 1.9299 | 0 | -1 | 81.0632 | 0 | -1 | 17.5339 | 0 | -1 | 47.0839 | 0 | -1 | 10.0751 | 0 | -1 | 157.686 | 0 | -1 | 1.5797 | 0 | -1 | 67.8881 | 0 | -1 | 8.804 | 0 | -1 | 47.1236 | 0 | -1 | 10.3325 | 0 | -1 | 135.7279 | 0 | -1 | 1.7293 | 0 | -1 | 60.7643 | 0 | -1 | 9.7395 | 0 | -1 | 47.1639 | 0 | -1 | 10.0758 | 0 | -1 | 129.4728 | 0 | -1
4 | 4.8088 | 0 | -1 | 43.2135 | 0 | -1 | 16.9683 | 0 | -1 | 45.9181 | 0 | -1 | 9.184 | 0 | -1 | 120.0926 | 0 | -1 | 3.8966 | 0 | -1 | 37.6411 | 0 | -1 | 8.52 | 0 | -1 | 45.9471 | 0 | -1 | 9.4211 | 0 | -1 | 105.426 | 0 | -1 | 4.0698 | 0 | -1 | 33.2163 | 0 | -1 | 9.4254 | 0 | -1 | 45.9789 | 0 | -1 | 9.1871 | 0 | -1 | 101.8775 | 0 | -1
5 | 7.8306 | 0 | -1 | 10.4097 | 0 | -1 | 17.5339 | 0 | -1 | 47.7945 | 0 | -1 | 8.8181 | 0 | -1 | 92.3869 | 0 | -1 | 6.2505 | 0 | -1 | 10.5326 | 0 | -1 | 8.804 | 0 | -1 | 47.8157 | 0 | -1 | 9.0413 | 0 | -1 | 82.444 | 0 | -1 | 6.52 | 0 | -1 | 8.5162 | 0 | -1 | 9.7395 | 0 | -1 | 47.8458 | 0 | -1 | 8.8168 | 0 | -1 | 81.4384 | 0 | -1
6 | 13.1896 | 0 | -1 | 1.1959 | 0 | -1 | 16.9683 | 0 | -1 | 46.7201 | 0 | -1 | 7.8877 | 0 | -1 | 85.9616 | 0 | -1 | 10.7008 | 0 | -1 | 1.3325 | 0 | -1 | 8.52 | 0 | -1 | 46.7321 | 0 | -1 | 8.0895 | 0 | -1 | 75.375 | 0 | -1 | 10.8558 | 0 | -1 | 0.96164 | 0 | -1 | 9.4254 | 0 | -1 | 46.7526 | 0 | -1 | 7.8888 | 0 | -1 | 75.8842 | 0 | -1
7 | 20.1227 | 0 | -1 | 0.09503 | 0 | -1 | 17.5339 | 0 | -1 | 48.5449 | 0 | -1 | 7.5647 | 0 | -1 | 93.8612 | 0 | -1 | 16.4621 | 0 | -1 | 0.11643 | 0 | -1 | 8.804 | 0 | -1 | 48.5569 | 0 | -1 | 7.7582 | 0 | -1 | 81.6976 | 0 | -1 | 16.5274 | 0 | -1 | 0.079237 | 0 | -1 | 9.7395 | 0 | -1 | 48.5701 | 0 | -1 | 7.5658 | 0 | -1 | 82.482 | 0 | -1
8 | 14.9081 | 0 | -1 | 0.35957 | 0 | -1 | 17.5339 | 0 | -1 | 48.389 | 0 | -1 | 7.4656 | 0 | -1 | 88.6562 | 0 | -1 | 12.1373 | 0 | -1 | 0.41265 | 0 | -1 | 8.804 | 0 | -1 | 48.4024 | 0 | -1 | 7.6539 | 0 | -1 | 77.4103 | 0 | -1 | 12.3715 | 0 | -1 | 0.28659 | 0 | -1 | 9.7395 | 0 | -1 | 48.42 | 0 | -1 | 7.4641 | 0 | -1 | 78.2817 | 0 | -1
9 | 9.3593 | 0 | -1 | 3.1487 | 0 | -1 | 16.9683 | 0 | -1 | 46.5306 | 0 | -1 | 7.3628 | 0 | -1 | 83.3698 | 0 | -1 | 7.5267 | 0 | -1 | 3.304 | 0 | -1 | 8.52 | 0 | -1 | 46.5468 | 0 | -1 | 7.5535 | 0 | -1 | 73.451 | 0 | -1 | 7.8108 | 0 | -1 | 2.4817 | 0 | -1 | 9.4254 | 0 | -1 | 46.5708 | 0 | -1 | 7.3662 | 0 | -1 | 73.6548 | 0 | -1
10 | 4.6574 | 0 | -1 | 24.7259 | 0 | -1 | 17.5339 | 0 | -1 | 47.4715 | 0 | -1 | 8.107 | 0 | -1 | 102.4957 | 0 | -1 | 3.7374 | 0 | -1 | 23.4888 | 0 | -1 | 8.804 | 0 | -1 | 47.5013 | 0 | -1 | 8.3139 | 0 | -1 | 91.8455 | 0 | -1 | 4.0321 | 0 | -1 | 19.7552 | 0 | -1 | 9.7395 | 0 | -1 | 47.5357 | 0 | -1 | 8.1077 | 0 | -1 | 89.1703 | 0 | -1
11 | 2.6943 | 0 | -1 | 78.3923 | 0 | -1 | 16.9683 | 0 | -1 | 45.6999 | 0 | -1 | 8.5147 | 0 | -1 | 152.2695 | 0 | -1 | 2.1809 | 0 | -1 | 65.8733 | 0 | -1 | 8.52 | 0 | -1 | 45.7304 | 0 | -1 | 8.7317 | 0 | -1 | 131.0363 | 0 | -1 | 2.3577 | 0 | -1 | 57.6075 | 0 | -1 | 9.4254 | 0 | -1 | 45.7681 | 0 | -1 | 8.515 | 0 | -1 | 123.6736 | 0 | -1
12 | 0.85616 | 0 | -1 | 155.9536 | 0 | -1 | 17.5339 | 0 | -1 | 46.8994 | 0 | -1 | 9.4775 | 0 | -1 | 230.7205 | 0 | -1 | 0.73894 | 0 | -1 | 128.6122 | 0 | -1 | 8.804 | 0 | -1 | 46.9333 | 0 | -1 | 9.7192 | 0 | -1 | 194.8076 | 0 | -1 | 0.78086 | 0 | -1 | 112.0862 | 0 | -1 | 9.7395 | 0 | -1 | 46.9806 | 0 | -1 | 9.4778 | 0 | -1 | 179.065 | 0 | -1
Annual | 82.217 | 0 | -1 | 694.1545 | 0 | -1 | 206.4479 | 0 | -1 | 560.3449 | 0 | -1 | 103.6427 | 0 | -1 | 1646.8071 | 0 | -1 | 66.7988 | 0 | -1 | 585.1083 | 0 | -1 | 103.66 | 0 | -1 | 560.6463 | 0 | -1 | 106.29 | 0 | -1 | 1422.5035 | 0 | -1 | 68.7537 | 0 | -1 | 507.7456 | 0 | -1 | 114.6753 | 0 | -1 | 561.0325 | 0 | -1 | 103.6516 | 0 | -1 | 1355.8588 | 0 | -1

## FullServiceRestaurant_511m22
Epoch | Pre1980 | [17 empty] | Post1980 | [17 empty] | New2004
Energy Type | Cooling (kWh/m2) |  |  | Heating (kWh/m2) |  |  | Lights (kWh/m2) |  |  | Equipment (kWh/m2) |  |  | DHW (kWh/m2) |  |  | EUI (kWh/m2) |  |  | Cooling (kWh/m2) |  |  | Heating (kWh/m2) |  |  | Lights (kWh/m2) |  |  | Equipment (kWh/m2) |  |  | DHW (kWh/m2) |  |  | EUI (kWh/m2) |  |  | Cooling (kWh/m2) |  |  | Heating (kWh/m2) |  |  | Lights (kWh/m2) |  |  | Equipment (kWh/m2) |  |  | DHW (kWh/m2) |  |  | EUI (kWh/m2)
Simulation Type | EP | UMI | error | EP | UMI | error | EP | UMI | error | EP | UMI | error | EP | UMI | error | EP | UMI | error | EP | UMI | error | EP | UMI | error | EP | UMI | error | EP | UMI | error | EP | UMI | error | EP | UMI | error | EP | UMI | error | EP | UMI | error | EP | UMI | error | EP | UMI | error | EP | UMI | error | EP | UMI | error
Month
1 | 0.72663 | 0 | -1 | 139.6445 | 0 | -1 | 13.3759 | 0 | -1 | 30.0761 | 0 | -1 | 14.1663 | 0 | -1 | 197.9895 | 0 | -1 | 0.37483 | 0 | -1 | 115.3811 | 0 | -1 | 13.3759 | 0 | -1 | 30.1278 | 0 | -1 | 14.529 | 0 | -1 | 173.7886 | 0 | -1 | 0.35292 | 0 | -1 | 109.956 | 0 | -1 | 10.9491 | 0 | -1 | 30.1674 | 0 | -1 | 14.1665 | 0 | -1 | 165.5919 | 0 | -1
2 | 0.82132 | 0 | -1 | 111.9506 | 0 | -1 | 12.0815 | 0 | -1 | 27.1838 | 0 | -1 | 13.0476 | 0 | -1 | 165.0847 | 0 | -1 | 0.41781 | 0 | -1 | 92.639 | 0 | -1 | 12.0815 | 0 | -1 | 27.2289 | 0 | -1 | 13.3816 | 0 | -1 | 145.7487 | 0 | -1 | 0.3904 | 0 | -1 | 88.7861 | 0 | -1 | 9.8895 | 0 | -1 | 27.2623 | 0 | -1 | 13.0477 | 0 | -1 | 139.3761 | 0 | -1
3 | 1.68 | 0 | -1 | 77.9346 | 0 | -1 | 13.3759 | 0 | -1 | 30.1777 | 0 | -1 | 14.2874 | 0 | -1 | 137.4555 | 0 | -1 | 0.85758 | 0 | -1 | 66.2234 | 0 | -1 | 13.3759 | 0 | -1 | 30.221 | 0 | -1 | 14.6533 | 0 | -1 | 125.3312 | 0 | -1 | 0.7928 | 0 | -1 | 64.2505 | 0 | -1 | 10.9491 | 0 | -1 | 30.2503 | 0 | -1 | 14.2877 | 0 | -1 | 120.5304 | 0 | -1
4 | 5.2525 | 0 | -1 | 45.2831 | 0 | -1 | 12.9444 | 0 | -1 | 29.3509 | 0 | -1 | 12.9758 | 0 | -1 | 105.8068 | 0 | -1 | 3.2246 | 0 | -1 | 39.2964 | 0 | -1 | 12.9444 | 0 | -1 | 29.3826 | 0 | -1 | 13.308 | 0 | -1 | 98.156 | 0 | -1 | 2.9659 | 0 | -1 | 38.275 | 0 | -1 | 10.5959 | 0 | -1 | 29.4041 | 0 | -1 | 12.976 | 0 | -1 | 94.2169 | 0 | -1
5 | 9.3539 | 0 | -1 | 15.3554 | 0 | -1 | 13.3759 | 0 | -1 | 30.4642 | 0 | -1 | 12.3887 | 0 | -1 | 80.9381 | 0 | -1 | 5.6589 | 0 | -1 | 13.5112 | 0 | -1 | 13.3759 | 0 | -1 | 30.4897 | 0 | -1 | 12.7049 | 0 | -1 | 75.7406 | 0 | -1 | 5.2273 | 0 | -1 | 13.3087 | 0 | -1 | 10.9491 | 0 | -1 | 30.5071 | 0 | -1 | 12.3879 | 0 | -1 | 72.3802 | 0 | -1
6 | 16.3337 | 0 | -1 | 2.564 | 0 | -1 | 12.9444 | 0 | -1 | 29.6588 | 0 | -1 | 11.0132 | 0 | -1 | 72.5141 | 0 | -1 | 11.0745 | 0 | -1 | 2.1057 | 0 | -1 | 12.9444 | 0 | -1 | 29.6751 | 0 | -1 | 11.2964 | 0 | -1 | 67.0961 | 0 | -1 | 10.3351 | 0 | -1 | 2.0647 | 0 | -1 | 10.5959 | 0 | -1 | 29.6861 | 0 | -1 | 11.0147 | 0 | -1 | 63.6965 | 0 | -1
7 | 24.1968 | 0 | -1 | 0.29736 | 0 | -1 | 13.3759 | 0 | -1 | 30.7513 | 0 | -1 | 10.4927 | 0 | -1 | 79.1141 | 0 | -1 | 17.535 | 0 | -1 | 0.24695 | 0 | -1 | 13.3759 | 0 | -1 | 30.7643 | 0 | -1 | 10.7615 | 0 | -1 | 72.6836 | 0 | -1 | 16.398 | 0 | -1 | 0.24142 | 0 | -1 | 10.9491 | 0 | -1 | 30.7721 | 0 | -1 | 10.4931 | 0 | -1 | 68.8537 | 0 | -1
8 | 18.7215 | 0 | -1 | 1.0163 | 0 | -1 | 13.3759 | 0 | -1 | 30.6891 | 0 | -1 | 10.3442 | 0 | -1 | 74.147 | 0 | -1 | 13.0558 | 0 | -1 | 0.8155 | 0 | -1 | 13.3759 | 0 | -1 | 30.7038 | 0 | -1 | 10.6091 | 0 | -1 | 68.5601 | 0 | -1 | 12.274 | 0 | -1 | 0.79068 | 0 | -1 | 10.9491 | 0 | -1 | 30.7136 | 0 | -1 | 10.3447 | 0 | -1 | 65.0721 | 0 | -1
9 | 11.7503 | 0 | -1 | 5.7226 | 0 | -1 | 12.9444 | 0 | -1 | 29.5882 | 0 | -1 | 10.2227 | 0 | -1 | 70.2283 | 0 | -1 | 7.466 | 0 | -1 | 4.8139 | 0 | -1 | 12.9444 | 0 | -1 | 29.6068 | 0 | -1 | 10.4832 | 0 | -1 | 65.3144 | 0 | -1 | 7.0057 | 0 | -1 | 4.6908 | 0 | -1 | 10.5959 | 0 | -1 | 29.6198 | 0 | -1 | 10.2218 | 0 | -1 | 62.134 | 0 | -1
10 | 4.7653 | 0 | -1 | 31.2904 | 0 | -1 | 13.3759 | 0 | -1 | 30.3452 | 0 | -1 | 11.3122 | 0 | -1 | 91.089 | 0 | -1 | 2.54 | 0 | -1 | 27.6106 | 0 | -1 | 13.3759 | 0 | -1 | 30.3761 | 0 | -1 | 11.6017 | 0 | -1 | 85.5043 | 0 | -1 | 2.3332 | 0 | -1 | 26.994 | 0 | -1 | 10.9491 | 0 | -1 | 30.3971 | 0 | -1 | 11.3124 | 0 | -1 | 81.9857 | 0 | -1
11 | 2.6392 | 0 | -1 | 72.633 | 0 | -1 | 12.9444 | 0 | -1 | 29.2555 | 0 | -1 | 11.9635 | 0 | -1 | 129.4356 | 0 | -1 | 1.382 | 0 | -1 | 61.0553 | 0 | -1 | 12.9444 | 0 | -1 | 29.2937 | 0 | -1 | 12.2708 | 0 | -1 | 116.9462 | 0 | -1 | 1.2706 | 0 | -1 | 59.1384 | 0 | -1 | 10.5959 | 0 | -1 | 29.3206 | 0 | -1 | 11.9647 | 0 | -1 | 112.2903 | 0 | -1
12 | 0.72285 | 0 | -1 | 132.7269 | 0 | -1 | 13.3759 | 0 | -1 | 30.0778 | 0 | -1 | 13.3864 | 0 | -1 | 190.2898 | 0 | -1 | 0.36921 | 0 | -1 | 109.3514 | 0 | -1 | 13.3759 | 0 | -1 | 30.1296 | 0 | -1 | 13.7278 | 0 | -1 | 166.954 | 0 | -1 | 0.34971 | 0 | -1 | 105.1112 | 0 | -1 | 10.9491 | 0 | -1 | 30.1678 | 0 | -1 | 13.3854 | 0 | -1 | 159.9632 | 0 | -1
Annual | 96.9641 | 0 | -1 | 636.4186 | 0 | -1 | 157.4904 | 0 | -1 | 357.6185 | 0 | -1 | 145.6008 | 0 | -1 | 1394.0924 | 0 | -1 | 63.9562 | 0 | -1 | 533.0505 | 0 | -1 | 157.4904 | 0 | -1 | 357.9993 | 0 | -1 | 149.3272 | 0 | -1 | 1261.8237 | 0 | -1 | 59.6956 | 0 | -1 | 513.6074 | 0 | -1 | 128.9172 | 0 | -1 | 358.2683 | 0 | -1 | 145.6025 | 0 | -1 | 1206.091 | 0 | -1

## FullServiceRestaurant_511m211
Epoch | Pre1980 | [17 empty] | Post1980 | [17 empty] | New2004
Energy Type | Cooling (kWh/m2) |  |  | Heating (kWh/m2) |  |  | Lights (kWh/m2) |  |  | Equipment (kWh/m2) |  |  | DHW (kWh/m2) |  |  | EUI (kWh/m2) |  |  | Cooling (kWh/m2) |  |  | Heating (kWh/m2) |  |  | Lights (kWh/m2) |  |  | Equipment (kWh/m2) |  |  | DHW (kWh/m2) |  |  | EUI (kWh/m2) |  |  | Cooling (kWh/m2) |  |  | Heating (kWh/m2) |  |  | Lights (kWh/m2) |  |  | Equipment (kWh/m2) |  |  | DHW (kWh/m2) |  |  | EUI (kWh/m2)
Simulation Type | EP | UMI | error | EP | UMI | error | EP | UMI | error | EP | UMI | error | EP | UMI | error | EP | UMI | error | EP | UMI | error | EP | UMI | error | EP | UMI | error | EP | UMI | error | EP | UMI | error | EP | UMI | error | EP | UMI | error | EP | UMI | error | EP | UMI | error | EP | UMI | error | EP | UMI | error | EP | UMI | error
Month
1 | 0.72663 | 0 | -1 | 139.6445 | 0 | -1 | 13.3759 | 0 | -1 | 30.0761 | 0 | -1 | 14.1663 | 0 | -1 | 197.9895 | 0 | -1 | 0.37483 | 0 | -1 | 115.3811 | 0 | -1 | 13.3759 | 0 | -1 | 30.1278 | 0 | -1 | 14.529 | 0 | -1 | 173.7886 | 0 | -1 | 0.35292 | 0 | -1 | 109.956 | 0 | -1 | 10.9491 | 0 | -1 | 30.1674 | 0 | -1 | 14.1665 | 0 | -1 | 165.5919 | 0 | -1
2 | 0.82132 | 0 | -1 | 111.9506 | 0 | -1 | 12.0815 | 0 | -1 | 27.1838 | 0 | -1 | 13.0476 | 0 | -1 | 165.0847 | 0 | -1 | 0.41781 | 0 | -1 | 92.639 | 0 | -1 | 12.0815 | 0 | -1 | 27.2289 | 0 | -1 | 13.3816 | 0 | -1 | 145.7487 | 0 | -1 | 0.3904 | 0 | -1 | 88.7861 | 0 | -1 | 9.8895 | 0 | -1 | 27.2623 | 0 | -1 | 13.0477 | 0 | -1 | 139.3761 | 0 | -1
3 | 1.68 | 0 | -1 | 77.9346 | 0 | -1 | 13.3759 | 0 | -1 | 30.1777 | 0 | -1 | 14.2874 | 0 | -1 | 137.4555 | 0 | -1 | 0.85758 | 0 | -1 | 66.2234 | 0 | -1 | 13.3759 | 0 | -1 | 30.221 | 0 | -1 | 14.6533 | 0 | -1 | 125.3312 | 0 | -1 | 0.7928 | 0 | -1 | 64.2505 | 0 | -1 | 10.9491 | 0 | -1 | 30.2503 | 0 | -1 | 14.2877 | 0 | -1 | 120.5304 | 0 | -1
4 | 5.2525 | 0 | -1 | 45.2831 | 0 | -1 | 12.9444 | 0 | -1 | 29.3509 | 0 | -1 | 12.9758 | 0 | -1 | 105.8068 | 0 | -1 | 3.2246 | 0 | -1 | 39.2964 | 0 | -1 | 12.9444 | 0 | -1 | 29.3826 | 0 | -1 | 13.308 | 0 | -1 | 98.156 | 0 | -1 | 2.9659 | 0 | -1 | 38.275 | 0 | -1 | 10.5959 | 0 | -1 | 29.4041 | 0 | -1 | 12.976 | 0 | -1 | 94.2169 | 0 | -1
5 | 9.3539 | 0 | -1 | 15.3554 | 0 | -1 | 13.3759 | 0 | -1 | 30.4642 | 0 | -1 | 12.3887 | 0 | -1 | 80.9381 | 0 | -1 | 5.6589 | 0 | -1 | 13.5112 | 0 | -1 | 13.3759 | 0 | -1 | 30.4897 | 0 | -1 | 12.7049 | 0 | -1 | 75.7406 | 0 | -1 | 5.2273 | 0 | -1 | 13.3087 | 0 | -1 | 10.9491 | 0 | -1 | 30.5071 | 0 | -1 | 12.3879 | 0 | -1 | 72.3802 | 0 | -1
6 | 16.3337 | 0 | -1 | 2.564 | 0 | -1 | 12.9444 | 0 | -1 | 29.6588 | 0 | -1 | 11.0132 | 0 | -1 | 72.5141 | 0 | -1 | 11.0745 | 0 | -1 | 2.1057 | 0 | -1 | 12.9444 | 0 | -1 | 29.6751 | 0 | -1 | 11.2964 | 0 | -1 | 67.0961 | 0 | -1 | 10.3351 | 0 | -1 | 2.0647 | 0 | -1 | 10.5959 | 0 | -1 | 29.6861 | 0 | -1 | 11.0147 | 0 | -1 | 63.6965 | 0 | -1
7 | 24.1968 | 0 | -1 | 0.29736 | 0 | -1 | 13.3759 | 0 | -1 | 30.7513 | 0 | -1 | 10.4927 | 0 | -1 | 79.1141 | 0 | -1 | 17.535 | 0 | -1 | 0.24695 | 0 | -1 | 13.3759 | 0 | -1 | 30.7643 | 0 | -1 | 10.7615 | 0 | -1 | 72.6836 | 0 | -1 | 16.398 | 0 | -1 | 0.24142 | 0 | -1 | 10.9491 | 0 | -1 | 30.7721 | 0 | -1 | 10.4931 | 0 | -1 | 68.8537 | 0 | -1
8 | 18.7215 | 0 | -1 | 1.0163 | 0 | -1 | 13.3759 | 0 | -1 | 30.6891 | 0 | -1 | 10.3442 | 0 | -1 | 74.147 | 0 | -1 | 13.0558 | 0 | -1 | 0.8155 | 0 | -1 | 13.3759 | 0 | -1 | 30.7038 | 0 | -1 | 10.6091 | 0 | -1 | 68.5601 | 0 | -1 | 12.274 | 0 | -1 | 0.79068 | 0 | -1 | 10.9491 | 0 | -1 | 30.7136 | 0 | -1 | 10.3447 | 0 | -1 | 65.0721 | 0 | -1
9 | 11.7503 | 0 | -1 | 5.7226 | 0 | -1 | 12.9444 | 0 | -1 | 29.5882 | 0 | -1 | 10.2227 | 0 | -1 | 70.2283 | 0 | -1 | 7.466 | 0 | -1 | 4.8139 | 0 | -1 | 12.9444 | 0 | -1 | 29.6068 | 0 | -1 | 10.4832 | 0 | -1 | 65.3144 | 0 | -1 | 7.0057 | 0 | -1 | 4.6908 | 0 | -1 | 10.5959 | 0 | -1 | 29.6198 | 0 | -1 | 10.2218 | 0 | -1 | 62.134 | 0 | -1
10 | 4.7653 | 0 | -1 | 31.2904 | 0 | -1 | 13.3759 | 0 | -1 | 30.3452 | 0 | -1 | 11.3122 | 0 | -1 | 91.089 | 0 | -1 | 2.54 | 0 | -1 | 27.6106 | 0 | -1 | 13.3759 | 0 | -1 | 30.3761 | 0 | -1 | 11.6017 | 0 | -1 | 85.5043 | 0 | -1 | 2.3332 | 0 | -1 | 26.994 | 0 | -1 | 10.9491 | 0 | -1 | 30.3971 | 0 | -1 | 11.3124 | 0 | -1 | 81.9857 | 0 | -1
11 | 2.6392 | 0 | -1 | 72.633 | 0 | -1 | 12.9444 | 0 | -1 | 29.2555 | 0 | -1 | 11.9635 | 0 | -1 | 129.4356 | 0 | -1 | 1.382 | 0 | -1 | 61.0553 | 0 | -1 | 12.9444 | 0 | -1 | 29.2937 | 0 | -1 | 12.2708 | 0 | -1 | 116.9462 | 0 | -1 | 1.2706 | 0 | -1 | 59.1384 | 0 | -1 | 10.5959 | 0 | -1 | 29.3206 | 0 | -1 | 11.9647 | 0 | -1 | 112.2903 | 0 | -1
12 | 0.72285 | 0 | -1 | 132.7269 | 0 | -1 | 13.3759 | 0 | -1 | 30.0778 | 0 | -1 | 13.3864 | 0 | -1 | 190.2898 | 0 | -1 | 0.36921 | 0 | -1 | 109.3514 | 0 | -1 | 13.3759 | 0 | -1 | 30.1296 | 0 | -1 | 13.7278 | 0 | -1 | 166.954 | 0 | -1 | 0.34971 | 0 | -1 | 105.1112 | 0 | -1 | 10.9491 | 0 | -1 | 30.1678 | 0 | -1 | 13.3854 | 0 | -1 | 159.9632 | 0 | -1
Annual | 96.9641 | 0 | -1 | 636.4186 | 0 | -1 | 157.4904 | 0 | -1 | 357.6185 | 0 | -1 | 145.6008 | 0 | -1 | 1394.0924 | 0 | -1 | 63.9562 | 0 | -1 | 533.0505 | 0 | -1 | 157.4904 | 0 | -1 | 357.9993 | 0 | -1 | 149.3272 | 0 | -1 | 1261.8237 | 0 | -1 | 59.6956 | 0 | -1 | 513.6074 | 0 | -1 | 128.9172 | 0 | -1 | 358.2683 | 0 | -1 | 145.6025 | 0 | -1 | 1206.091 | 0 | -1

## Hospital_22422m22
Epoch | Pre1980 | [17 empty] | Post1980 | [17 empty] | New2004
Energy Type | Cooling (kWh/m2) |  |  | Heating (kWh/m2) |  |  | Lights (kWh/m2) |  |  | Equipment (kWh/m2) |  |  | DHW (kWh/m2) |  |  | EUI (kWh/m2) |  |  | Cooling (kWh/m2) |  |  | Heating (kWh/m2) |  |  | Lights (kWh/m2) |  |  | Equipment (kWh/m2) |  |  | DHW (kWh/m2) |  |  | EUI (kWh/m2) |  |  | Cooling (kWh/m2) |  |  | Heating (kWh/m2) |  |  | Lights (kWh/m2) |  |  | Equipment (kWh/m2) |  |  | DHW (kWh/m2) |  |  | EUI (kWh/m2)
Simulation Type | EP | UMI | error | EP | UMI | error | EP | UMI | error | EP | UMI | error | EP | UMI | error | EP | UMI | error | EP | UMI | error | EP | UMI | error | EP | UMI | error | EP | UMI | error | EP | UMI | error | EP | UMI | error | EP | UMI | error | EP | UMI | error | EP | UMI | error | EP | UMI | error | EP | UMI | error | EP | UMI | error
Month
1 | 3.35 | 0 | -1 | 26.0294 | 0 | -1 | 8.7213 | 0 | -1 | 7.0247 | 0 | -1 | 0.92143 | 0 | -1 | 46.0469 | 0 | -1 | 3.5019 | 0 | -1 | 24.1882 | 0 | -1 | 8.7213 | 0 | -1 | 7.0249 | 0 | -1 | 0.94504 | 0 | -1 | 44.3813 | 0 | -1 | 2.3322 | 0 | -1 | 24.232 | 0 | -1 | 4.3216 | 0 | -1 | 7.0248 | 0 | -1 | 0.92143 | 0 | -1 | 38.832 | 0 | -1
2 | 3.7105 | 0 | -1 | 21.4848 | 0 | -1 | 7.9058 | 0 | -1 | 6.356 | 0 | -1 | 0.84766 | 0 | -1 | 40.3048 | 0 | -1 | 3.871 | 0 | -1 | 19.9831 | 0 | -1 | 7.9058 | 0 | -1 | 6.3563 | 0 | -1 | 0.86938 | 0 | -1 | 38.9855 | 0 | -1 | 2.6398 | 0 | -1 | 19.963 | 0 | -1 | 3.9224 | 0 | -1 | 6.3561 | 0 | -1 | 0.84766 | 0 | -1 | 33.7289 | 0 | -1
3 | 6.4461 | 0 | -1 | 18.6316 | 0 | -1 | 9.0745 | 0 | -1 | 7.1508 | 0 | -1 | 0.93129 | 0 | -1 | 42.2344 | 0 | -1 | 6.6877 | 0 | -1 | 17.3828 | 0 | -1 | 9.0745 | 0 | -1 | 7.151 | 0 | -1 | 0.95516 | 0 | -1 | 41.2512 | 0 | -1 | 4.8053 | 0 | -1 | 17.2256 | 0 | -1 | 4.5569 | 0 | -1 | 7.1508 | 0 | -1 | 0.93129 | 0 | -1 | 34.6699 | 0 | -1
4 | 8.6905 | 0 | -1 | 15.4976 | 0 | -1 | 8.4495 | 0 | -1 | 6.8187 | 0 | -1 | 0.83927 | 0 | -1 | 40.2955 | 0 | -1 | 8.9706 | 0 | -1 | 14.6391 | 0 | -1 | 8.4495 | 0 | -1 | 6.8186 | 0 | -1 | 0.86077 | 0 | -1 | 39.7385 | 0 | -1 | 6.8114 | 0 | -1 | 14.6794 | 0 | -1 | 4.1885 | 0 | -1 | 6.8184 | 0 | -1 | 0.83926 | 0 | -1 | 33.337 | 0 | -1
5 | 10.9887 | 0 | -1 | 13.3371 | 0 | -1 | 8.8979 | 0 | -1 | 7.1106 | 0 | -1 | 0.80411 | 0 | -1 | 41.1384 | 0 | -1 | 11.2983 | 0 | -1 | 12.877 | 0 | -1 | 8.8979 | 0 | -1 | 7.1101 | 0 | -1 | 0.82471 | 0 | -1 | 41.0081 | 0 | -1 | 8.8842 | 0 | -1 | 13.175 | 0 | -1 | 4.4393 | 0 | -1 | 7.11 | 0 | -1 | 0.80411 | 0 | -1 | 34.4126 | 0 | -1
6 | 13.7108 | 0 | -1 | 10.4797 | 0 | -1 | 8.7438 | 0 | -1 | 6.9381 | 0 | -1 | 0.71392 | 0 | -1 | 40.5863 | 0 | -1 | 14.0924 | 0 | -1 | 10.3111 | 0 | -1 | 8.7438 | 0 | -1 | 6.9373 | 0 | -1 | 0.7322 | 0 | -1 | 40.8169 | 0 | -1 | 11.2304 | 0 | -1 | 11.1051 | 0 | -1 | 4.3846 | 0 | -1 | 6.9372 | 0 | -1 | 0.71391 | 0 | -1 | 34.3713 | 0 | -1
7 | 16.9212 | 0 | -1 | 9.2864 | 0 | -1 | 8.6036 | 0 | -1 | 7.0297 | 0 | -1 | 0.67434 | 0 | -1 | 42.5152 | 0 | -1 | 17.4075 | 0 | -1 | 9.2622 | 0 | -1 | 8.6036 | 0 | -1 | 7.0287 | 0 | -1 | 0.69161 | 0 | -1 | 42.9936 | 0 | -1 | 13.8851 | 0 | -1 | 10.568 | 0 | -1 | 4.2432 | 0 | -1 | 7.0286 | 0 | -1 | 0.67434 | 0 | -1 | 36.3993 | 0 | -1
8 | 15.6642 | 0 | -1 | 10.2867 | 0 | -1 | 9.0745 | 0 | -1 | 7.1842 | 0 | -1 | 0.6692 | 0 | -1 | 42.8788 | 0 | -1 | 16.1122 | 0 | -1 | 10.1419 | 0 | -1 | 9.0745 | 0 | -1 | 7.1834 | 0 | -1 | 0.68634 | 0 | -1 | 43.1984 | 0 | -1 | 12.8483 | 0 | -1 | 11.197 | 0 | -1 | 4.5569 | 0 | -1 | 7.1832 | 0 | -1 | 0.6692 | 0 | -1 | 36.4546 | 0 | -1
9 | 12.7854 | 0 | -1 | 11.774 | 0 | -1 | 8.4495 | 0 | -1 | 6.8341 | 0 | -1 | 0.65763 | 0 | -1 | 40.5006 | 0 | -1 | 13.1504 | 0 | -1 | 11.4303 | 0 | -1 | 8.4495 | 0 | -1 | 6.8336 | 0 | -1 | 0.67448 | 0 | -1 | 40.5383 | 0 | -1 | 10.454 | 0 | -1 | 12.0102 | 0 | -1 | 4.1885 | 0 | -1 | 6.8335 | 0 | -1 | 0.65763 | 0 | -1 | 34.1439 | 0 | -1
10 | 9.2019 | 0 | -1 | 15.7563 | 0 | -1 | 8.7213 | 0 | -1 | 7.042 | 0 | -1 | 0.73221 | 0 | -1 | 41.4537 | 0 | -1 | 9.4958 | 0 | -1 | 14.9122 | 0 | -1 | 8.7213 | 0 | -1 | 7.042 | 0 | -1 | 0.75097 | 0 | -1 | 40.9223 | 0 | -1 | 7.3004 | 0 | -1 | 14.9093 | 0 | -1 | 4.3216 | 0 | -1 | 7.0418 | 0 | -1 | 0.73221 | 0 | -1 | 34.3053 | 0 | -1
11 | 6.8904 | 0 | -1 | 18.8694 | 0 | -1 | 8.5084 | 0 | -1 | 6.8294 | 0 | -1 | 0.77887 | 0 | -1 | 41.8765 | 0 | -1 | 7.1422 | 0 | -1 | 17.6117 | 0 | -1 | 8.5084 | 0 | -1 | 6.8296 | 0 | -1 | 0.79883 | 0 | -1 | 40.8907 | 0 | -1 | 5.3272 | 0 | -1 | 17.61 | 0 | -1 | 4.2278 | 0 | -1 | 6.8294 | 0 | -1 | 0.77887 | 0 | -1 | 34.7732 | 0 | -1
12 | 3.5376 | 0 | -1 | 24.64 | 0 | -1 | 8.6036 | 0 | -1 | 6.9859 | 0 | -1 | 0.86599 | 0 | -1 | 44.6331 | 0 | -1 | 3.7022 | 0 | -1 | 22.8437 | 0 | -1 | 8.6036 | 0 | -1 | 6.9862 | 0 | -1 | 0.88818 | 0 | -1 | 43.0239 | 0 | -1 | 2.4419 | 0 | -1 | 22.8876 | 0 | -1 | 4.2432 | 0 | -1 | 6.9861 | 0 | -1 | 0.86599 | 0 | -1 | 37.4247 | 0 | -1
Annual | 111.8973 | 0 | -1 | 196.073 | 0 | -1 | 103.7538 | 0 | -1 | 83.3042 | 0 | -1 | 9.4359 | 0 | -1 | 504.4643 | 0 | -1 | 115.4322 | 0 | -1 | 185.5832 | 0 | -1 | 103.7538 | 0 | -1 | 83.3016 | 0 | -1 | 9.6777 | 0 | -1 | 497.7485 | 0 | -1 | 88.9603 | 0 | -1 | 189.562 | 0 | -1 | 51.5946 | 0 | -1 | 83.3 | 0 | -1 | 9.4359 | 0 | -1 | 422.8528 | 0 | -1

## Hospital_22422m211
Epoch | Pre1980 | [17 empty] | Post1980 | [17 empty] | New2004
Energy Type | Cooling (kWh/m2) |  |  | Heating (kWh/m2) |  |  | Lights (kWh/m2) |  |  | Equipment (kWh/m2) |  |  | DHW (kWh/m2) |  |  | EUI (kWh/m2) |  |  | Cooling (kWh/m2) |  |  | Heating (kWh/m2) |  |  | Lights (kWh/m2) |  |  | Equipment (kWh/m2) |  |  | DHW (kWh/m2) |  |  | EUI (kWh/m2) |  |  | Cooling (kWh/m2) |  |  | Heating (kWh/m2) |  |  | Lights (kWh/m2) |  |  | Equipment (kWh/m2) |  |  | DHW (kWh/m2) |  |  | EUI (kWh/m2)
Simulation Type | EP | UMI | error | EP | UMI | error | EP | UMI | error | EP | UMI | error | EP | UMI | error | EP | UMI | error | EP | UMI | error | EP | UMI | error | EP | UMI | error | EP | UMI | error | EP | UMI | error | EP | UMI | error | EP | UMI | error | EP | UMI | error | EP | UMI | error | EP | UMI | error | EP | UMI | error | EP | UMI | error
Month
1 | 3.35 | 0 | -1 | 26.0294 | 0 | -1 | 8.7213 | 0 | -1 | 7.0247 | 0 | -1 | 0.92143 | 0 | -1 | 46.0469 | 0 | -1 | 3.5019 | 0 | -1 | 24.1882 | 0 | -1 | 8.7213 | 0 | -1 | 7.0249 | 0 | -1 | 0.94504 | 0 | -1 | 44.3813 | 0 | -1 | 2.3322 | 0 | -1 | 24.232 | 0 | -1 | 4.3216 | 0 | -1 | 7.0248 | 0 | -1 | 0.92143 | 0 | -1 | 38.832 | 0 | -1
2 | 3.7105 | 0 | -1 | 21.4848 | 0 | -1 | 7.9058 | 0 | -1 | 6.356 | 0 | -1 | 0.84766 | 0 | -1 | 40.3048 | 0 | -1 | 3.871 | 0 | -1 | 19.9831 | 0 | -1 | 7.9058 | 0 | -1 | 6.3563 | 0 | -1 | 0.86938 | 0 | -1 | 38.9855 | 0 | -1 | 2.6398 | 0 | -1 | 19.963 | 0 | -1 | 3.9224 | 0 | -1 | 6.3561 | 0 | -1 | 0.84766 | 0 | -1 | 33.7289 | 0 | -1
3 | 6.4461 | 0 | -1 | 18.6316 | 0 | -1 | 9.0745 | 0 | -1 | 7.1508 | 0 | -1 | 0.93129 | 0 | -1 | 42.2344 | 0 | -1 | 6.6877 | 0 | -1 | 17.3828 | 0 | -1 | 9.0745 | 0 | -1 | 7.151 | 0 | -1 | 0.95516 | 0 | -1 | 41.2512 | 0 | -1 | 4.8053 | 0 | -1 | 17.2256 | 0 | -1 | 4.5569 | 0 | -1 | 7.1508 | 0 | -1 | 0.93129 | 0 | -1 | 34.6699 | 0 | -1
4 | 8.6905 | 0 | -1 | 15.4976 | 0 | -1 | 8.4495 | 0 | -1 | 6.8187 | 0 | -1 | 0.83927 | 0 | -1 | 40.2955 | 0 | -1 | 8.9706 | 0 | -1 | 14.6391 | 0 | -1 | 8.4495 | 0 | -1 | 6.8186 | 0 | -1 | 0.86077 | 0 | -1 | 39.7385 | 0 | -1 | 6.8114 | 0 | -1 | 14.6794 | 0 | -1 | 4.1885 | 0 | -1 | 6.8184 | 0 | -1 | 0.83926 | 0 | -1 | 33.337 | 0 | -1
5 | 10.9887 | 0 | -1 | 13.3371 | 0 | -1 | 8.8979 | 0 | -1 | 7.1106 | 0 | -1 | 0.80411 | 0 | -1 | 41.1384 | 0 | -1 | 11.2983 | 0 | -1 | 12.877 | 0 | -1 | 8.8979 | 0 | -1 | 7.1101 | 0 | -1 | 0.82471 | 0 | -1 | 41.0081 | 0 | -1 | 8.8842 | 0 | -1 | 13.175 | 0 | -1 | 4.4393 | 0 | -1 | 7.11 | 0 | -1 | 0.80411 | 0 | -1 | 34.4126 | 0 | -1
6 | 13.7108 | 0 | -1 | 10.4797 | 0 | -1 | 8.7438 | 0 | -1 | 6.9381 | 0 | -1 | 0.71392 | 0 | -1 | 40.5863 | 0 | -1 | 14.0924 | 0 | -1 | 10.3111 | 0 | -1 | 8.7438 | 0 | -1 | 6.9373 | 0 | -1 | 0.7322 | 0 | -1 | 40.8169 | 0 | -1 | 11.2304 | 0 | -1 | 11.1051 | 0 | -1 | 4.3846 | 0 | -1 | 6.9372 | 0 | -1 | 0.71391 | 0 | -1 | 34.3713 | 0 | -1
7 | 16.9212 | 0 | -1 | 9.2864 | 0 | -1 | 8.6036 | 0 | -1 | 7.0297 | 0 | -1 | 0.67434 | 0 | -1 | 42.5152 | 0 | -1 | 17.4075 | 0 | -1 | 9.2622 | 0 | -1 | 8.6036 | 0 | -1 | 7.0287 | 0 | -1 | 0.69161 | 0 | -1 | 42.9936 | 0 | -1 | 13.8851 | 0 | -1 | 10.568 | 0 | -1 | 4.2432 | 0 | -1 | 7.0286 | 0 | -1 | 0.67434 | 0 | -1 | 36.3993 | 0 | -1
8 | 15.6642 | 0 | -1 | 10.2867 | 0 | -1 | 9.0745 | 0 | -1 | 7.1842 | 0 | -1 | 0.6692 | 0 | -1 | 42.8788 | 0 | -1 | 16.1122 | 0 | -1 | 10.1419 | 0 | -1 | 9.0745 | 0 | -1 | 7.1834 | 0 | -1 | 0.68634 | 0 | -1 | 43.1984 | 0 | -1 | 12.8483 | 0 | -1 | 11.197 | 0 | -1 | 4.5569 | 0 | -1 | 7.1832 | 0 | -1 | 0.6692 | 0 | -1 | 36.4546 | 0 | -1
9 | 12.7854 | 0 | -1 | 11.774 | 0 | -1 | 8.4495 | 0 | -1 | 6.8341 | 0 | -1 | 0.65763 | 0 | -1 | 40.5006 | 0 | -1 | 13.1504 | 0 | -1 | 11.4303 | 0 | -1 | 8.4495 | 0 | -1 | 6.8336 | 0 | -1 | 0.67448 | 0 | -1 | 40.5383 | 0 | -1 | 10.454 | 0 | -1 | 12.0102 | 0 | -1 | 4.1885 | 0 | -1 | 6.8335 | 0 | -1 | 0.65763 | 0 | -1 | 34.1439 | 0 | -1
10 | 9.2019 | 0 | -1 | 15.7563 | 0 | -1 | 8.7213 | 0 | -1 | 7.042 | 0 | -1 | 0.73221 | 0 | -1 | 41.4537 | 0 | -1 | 9.4958 | 0 | -1 | 14.9122 | 0 | -1 | 8.7213 | 0 | -1 | 7.042 | 0 | -1 | 0.75097 | 0 | -1 | 40.9223 | 0 | -1 | 7.3004 | 0 | -1 | 14.9093 | 0 | -1 | 4.3216 | 0 | -1 | 7.0418 | 0 | -1 | 0.73221 | 0 | -1 | 34.3053 | 0 | -1
11 | 6.8904 | 0 | -1 | 18.8694 | 0 | -1 | 8.5084 | 0 | -1 | 6.8294 | 0 | -1 | 0.77887 | 0 | -1 | 41.8765 | 0 | -1 | 7.1422 | 0 | -1 | 17.6117 | 0 | -1 | 8.5084 | 0 | -1 | 6.8296 | 0 | -1 | 0.79883 | 0 | -1 | 40.8907 | 0 | -1 | 5.3272 | 0 | -1 | 17.61 | 0 | -1 | 4.2278 | 0 | -1 | 6.8294 | 0 | -1 | 0.77887 | 0 | -1 | 34.7732 | 0 | -1
12 | 3.5376 | 0 | -1 | 24.64 | 0 | -1 | 8.6036 | 0 | -1 | 6.9859 | 0 | -1 | 0.86599 | 0 | -1 | 44.6331 | 0 | -1 | 3.7022 | 0 | -1 | 22.8437 | 0 | -1 | 8.6036 | 0 | -1 | 6.9862 | 0 | -1 | 0.88818 | 0 | -1 | 43.0239 | 0 | -1 | 2.4419 | 0 | -1 | 22.8876 | 0 | -1 | 4.2432 | 0 | -1 | 6.9861 | 0 | -1 | 0.86599 | 0 | -1 | 37.4247 | 0 | -1
Annual | 111.8973 | 0 | -1 | 196.073 | 0 | -1 | 103.7538 | 0 | -1 | 83.3042 | 0 | -1 | 9.4359 | 0 | -1 | 504.4643 | 0 | -1 | 115.4322 | 0 | -1 | 185.5832 | 0 | -1 | 103.7538 | 0 | -1 | 83.3016 | 0 | -1 | 9.6777 | 0 | -1 | 497.7485 | 0 | -1 | 88.9603 | 0 | -1 | 189.562 | 0 | -1 | 51.5946 | 0 | -1 | 83.3 | 0 | -1 | 9.4359 | 0 | -1 | 422.8528 | 0 | -1

## OutPatient_3089m22
Epoch | Pre1980 | [17 empty] | Post1980 | [17 empty] | New2004
Energy Type | Cooling (kWh/m2) |  |  | Heating (kWh/m2) |  |  | Lights (kWh/m2) |  |  | Equipment (kWh/m2) |  |  | DHW (kWh/m2) |  |  | EUI (kWh/m2) |  |  | Cooling (kWh/m2) |  |  | Heating (kWh/m2) |  |  | Lights (kWh/m2) |  |  | Equipment (kWh/m2) |  |  | DHW (kWh/m2) |  |  | EUI (kWh/m2) |  |  | Cooling (kWh/m2) |  |  | Heating (kWh/m2) |  |  | Lights (kWh/m2) |  |  | Equipment (kWh/m2) |  |  | DHW (kWh/m2) |  |  | EUI (kWh/m2)
Simulation Type | EP | UMI | error | EP | UMI | error | EP | UMI | error | EP | UMI | error | EP | UMI | error | EP | UMI | error | EP | UMI | error | EP | UMI | error | EP | UMI | error | EP | UMI | error | EP | UMI | error | EP | UMI | error | EP | UMI | error | EP | UMI | error | EP | UMI | error | EP | UMI | error | EP | UMI | error | EP | UMI | error
Month
1 | 3.4088 | 0 | -1 | 42.4555 | 0 | -1 | 5.9629 | 0 | -1 | 13.556 | 0 | -1 | 0.40337 | 0 | -1 | 65.7865 | 0 | -1 | 3.5568 | 0 | -1 | 40.264 | 0 | -1 | 5.9629 | 0 | -1 | 13.556 | 0 | -1 | 0.41359 | 0 | -1 | 63.7532 | 0 | -1 | 2.8944 | 0 | -1 | 32.7596 | 0 | -1 | 4.2151 | 0 | -1 | 13.556 | 0 | -1 | 0.40337 | 0 | -1 | 53.8285 | 0 | -1
2 | 3.7719 | 0 | -1 | 36.7459 | 0 | -1 | 5.4219 | 0 | -1 | 12.3193 | 0 | -1 | 0.37228 | 0 | -1 | 58.6312 | 0 | -1 | 3.9195 | 0 | -1 | 34.8764 | 0 | -1 | 5.4219 | 0 | -1 | 12.3193 | 0 | -1 | 0.38172 | 0 | -1 | 56.9188 | 0 | -1 | 3.1935 | 0 | -1 | 28.1147 | 0 | -1 | 3.8327 | 0 | -1 | 12.3193 | 0 | -1 | 0.37228 | 0 | -1 | 47.8324 | 0 | -1
3 | 7.266 | 0 | -1 | 35.2835 | 0 | -1 | 6.2612 | 0 | -1 | 14.0505 | 0 | -1 | 0.42013 | 0 | -1 | 63.2813 | 0 | -1 | 7.5025 | 0 | -1 | 33.361 | 0 | -1 | 6.2612 | 0 | -1 | 14.0505 | 0 | -1 | 0.43078 | 0 | -1 | 61.6059 | 0 | -1 | 6.0704 | 0 | -1 | 26.0293 | 0 | -1 | 4.426 | 0 | -1 | 14.0505 | 0 | -1 | 0.42013 | 0 | -1 | 50.9964 | 0 | -1
4 | 10.8679 | 0 | -1 | 30.2515 | 0 | -1 | 5.9317 | 0 | -1 | 13.3622 | 0 | -1 | 0.38085 | 0 | -1 | 60.7941 | 0 | -1 | 11.2105 | 0 | -1 | 28.9284 | 0 | -1 | 5.9317 | 0 | -1 | 13.3622 | 0 | -1 | 0.3905 | 0 | -1 | 59.8233 | 0 | -1 | 8.8149 | 0 | -1 | 22.196 | 0 | -1 | 4.1931 | 0 | -1 | 13.3622 | 0 | -1 | 0.38085 | 0 | -1 | 48.947 | 0 | -1
5 | 14.7227 | 0 | -1 | 26.9035 | 0 | -1 | 6.1866 | 0 | -1 | 13.8836 | 0 | -1 | 0.36419 | 0 | -1 | 62.0606 | 0 | -1 | 15.0629 | 0 | -1 | 26.0421 | 0 | -1 | 6.1866 | 0 | -1 | 13.8836 | 0 | -1 | 0.3734 | 0 | -1 | 61.5486 | 0 | -1 | 11.6423 | 0 | -1 | 19.1905 | 0 | -1 | 4.3733 | 0 | -1 | 13.8836 | 0 | -1 | 0.36419 | 0 | -1 | 49.4539 | 0 | -1
6 | 20.2712 | 0 | -1 | 21.9452 | 0 | -1 | 6.0063 | 0 | -1 | 13.529 | 0 | -1 | 0.32213 | 0 | -1 | 62.0738 | 0 | -1 | 20.9212 | 0 | -1 | 21.5866 | 0 | -1 | 6.0063 | 0 | -1 | 13.529 | 0 | -1 | 0.33027 | 0 | -1 | 62.3734 | 0 | -1 | 16.0807 | 0 | -1 | 15.7259 | 0 | -1 | 4.2458 | 0 | -1 | 13.529 | 0 | -1 | 0.32213 | 0 | -1 | 49.9037 | 0 | -1
7 | 25.4607 | 0 | -1 | 19.5754 | 0 | -1 | 5.9629 | 0 | -1 | 13.556 | 0 | -1 | 0.29717 | 0 | -1 | 64.852 | 0 | -1 | 26.3786 | 0 | -1 | 19.476 | 0 | -1 | 5.9629 | 0 | -1 | 13.556 | 0 | -1 | 0.30466 | 0 | -1 | 65.6781 | 0 | -1 | 20.0548 | 0 | -1 | 14.1292 | 0 | -1 | 4.2151 | 0 | -1 | 13.556 | 0 | -1 | 0.29717 | 0 | -1 | 52.2522 | 0 | -1
8 | 22.7497 | 0 | -1 | 21.6481 | 0 | -1 | 6.4104 | 0 | -1 | 14.2112 | 0 | -1 | 0.31386 | 0 | -1 | 65.3332 | 0 | -1 | 23.5244 | 0 | -1 | 21.3023 | 0 | -1 | 6.4104 | 0 | -1 | 14.2112 | 0 | -1 | 0.32178 | 0 | -1 | 65.7701 | 0 | -1 | 18.05 | 0 | -1 | 15.6449 | 0 | -1 | 4.5314 | 0 | -1 | 14.2112 | 0 | -1 | 0.31386 | 0 | -1 | 52.7514 | 0 | -1
9 | 16.9975 | 0 | -1 | 23.2558 | 0 | -1 | 5.5588 | 0 | -1 | 12.8737 | 0 | -1 | 0.2803 | 0 | -1 | 58.9661 | 0 | -1 | 17.4235 | 0 | -1 | 22.5722 | 0 | -1 | 5.5588 | 0 | -1 | 12.8737 | 0 | -1 | 0.28737 | 0 | -1 | 58.7156 | 0 | -1 | 13.41 | 0 | -1 | 16.4807 | 0 | -1 | 3.9295 | 0 | -1 | 12.8737 | 0 | -1 | 0.2803 | 0 | -1 | 46.9743 | 0 | -1
10 | 11.0793 | 0 | -1 | 30.0656 | 0 | -1 | 6.1866 | 0 | -1 | 13.8836 | 0 | -1 | 0.33346 | 0 | -1 | 61.5485 | 0 | -1 | 11.309 | 0 | -1 | 28.5217 | 0 | -1 | 6.1866 | 0 | -1 | 13.8836 | 0 | -1 | 0.34189 | 0 | -1 | 60.2428 | 0 | -1 | 8.9738 | 0 | -1 | 21.7765 | 0 | -1 | 4.3733 | 0 | -1 | 13.8836 | 0 | -1 | 0.33346 | 0 | -1 | 49.3406 | 0 | -1
11 | 7.9068 | 0 | -1 | 34.1329 | 0 | -1 | 5.9317 | 0 | -1 | 13.3622 | 0 | -1 | 0.35011 | 0 | -1 | 61.6837 | 0 | -1 | 8.1373 | 0 | -1 | 32.2869 | 0 | -1 | 5.9317 | 0 | -1 | 13.3622 | 0 | -1 | 0.35897 | 0 | -1 | 60.077 | 0 | -1 | 6.4668 | 0 | -1 | 25.3521 | 0 | -1 | 4.1931 | 0 | -1 | 13.3622 | 0 | -1 | 0.35011 | 0 | -1 | 49.7243 | 0 | -1
12 | 3.4965 | 0 | -1 | 41.9151 | 0 | -1 | 5.8137 | 0 | -1 | 13.3952 | 0 | -1 | 0.37264 | 0 | -1 | 64.9932 | 0 | -1 | 3.6541 | 0 | -1 | 39.7004 | 0 | -1 | 5.8137 | 0 | -1 | 13.3952 | 0 | -1 | 0.38207 | 0 | -1 | 62.9455 | 0 | -1 | 2.9763 | 0 | -1 | 32.0878 | 0 | -1 | 4.1097 | 0 | -1 | 13.3952 | 0 | -1 | 0.37264 | 0 | -1 | 52.9416 | 0 | -1
Annual | 147.9988 | 0 | -1 | 364.1779 | 0 | -1 | 71.6345 | 0 | -1 | 161.9824 | 0 | -1 | 4.2105 | 0 | -1 | 750.0041 | 0 | -1 | 152.6004 | 0 | -1 | 348.9178 | 0 | -1 | 71.6345 | 0 | -1 | 161.9824 | 0 | -1 | 4.317 | 0 | -1 | 739.4521 | 0 | -1 | 118.6279 | 0 | -1 | 269.4873 | 0 | -1 | 50.6381 | 0 | -1 | 161.9824 | 0 | -1 | 4.2105 | 0 | -1 | 604.9462 | 0 | -1

## OutPatient_3089m211
Epoch | Pre1980 | [17 empty] | Post1980 | [17 empty] | New2004
Energy Type | Cooling (kWh/m2) |  |  | Heating (kWh/m2) |  |  | Lights (kWh/m2) |  |  | Equipment (kWh/m2) |  |  | DHW (kWh/m2) |  |  | EUI (kWh/m2) |  |  | Cooling (kWh/m2) |  |  | Heating (kWh/m2) |  |  | Lights (kWh/m2) |  |  | Equipment (kWh/m2) |  |  | DHW (kWh/m2) |  |  | EUI (kWh/m2) |  |  | Cooling (kWh/m2) |  |  | Heating (kWh/m2) |  |  | Lights (kWh/m2) |  |  | Equipment (kWh/m2) |  |  | DHW (kWh/m2) |  |  | EUI (kWh/m2)
Simulation Type | EP | UMI | error | EP | UMI | error | EP | UMI | error | EP | UMI | error | EP | UMI | error | EP | UMI | error | EP | UMI | error | EP | UMI | error | EP | UMI | error | EP | UMI | error | EP | UMI | error | EP | UMI | error | EP | UMI | error | EP | UMI | error | EP | UMI | error | EP | UMI | error | EP | UMI | error | EP | UMI | error
Month
1 | 3.4088 | 0 | -1 | 42.4555 | 0 | -1 | 5.9629 | 0 | -1 | 13.556 | 0 | -1 | 0.40337 | 0 | -1 | 65.7865 | 0 | -1 | 3.5568 | 0 | -1 | 40.264 | 0 | -1 | 5.9629 | 0 | -1 | 13.556 | 0 | -1 | 0.41359 | 0 | -1 | 63.7532 | 0 | -1 | 2.8944 | 0 | -1 | 32.7596 | 0 | -1 | 4.2151 | 0 | -1 | 13.556 | 0 | -1 | 0.40337 | 0 | -1 | 53.8285 | 0 | -1
2 | 3.7719 | 0 | -1 | 36.7459 | 0 | -1 | 5.4219 | 0 | -1 | 12.3193 | 0 | -1 | 0.37228 | 0 | -1 | 58.6312 | 0 | -1 | 3.9195 | 0 | -1 | 34.8764 | 0 | -1 | 5.4219 | 0 | -1 | 12.3193 | 0 | -1 | 0.38172 | 0 | -1 | 56.9188 | 0 | -1 | 3.1935 | 0 | -1 | 28.1147 | 0 | -1 | 3.8327 | 0 | -1 | 12.3193 | 0 | -1 | 0.37228 | 0 | -1 | 47.8324 | 0 | -1
3 | 7.266 | 0 | -1 | 35.2835 | 0 | -1 | 6.2612 | 0 | -1 | 14.0505 | 0 | -1 | 0.42013 | 0 | -1 | 63.2813 | 0 | -1 | 7.5025 | 0 | -1 | 33.361 | 0 | -1 | 6.2612 | 0 | -1 | 14.0505 | 0 | -1 | 0.43078 | 0 | -1 | 61.6059 | 0 | -1 | 6.0704 | 0 | -1 | 26.0293 | 0 | -1 | 4.426 | 0 | -1 | 14.0505 | 0 | -1 | 0.42013 | 0 | -1 | 50.9964 | 0 | -1
4 | 10.8679 | 0 | -1 | 30.2515 | 0 | -1 | 5.9317 | 0 | -1 | 13.3622 | 0 | -1 | 0.38085 | 0 | -1 | 60.7941 | 0 | -1 | 11.2105 | 0 | -1 | 28.9284 | 0 | -1 | 5.9317 | 0 | -1 | 13.3622 | 0 | -1 | 0.3905 | 0 | -1 | 59.8233 | 0 | -1 | 8.8149 | 0 | -1 | 22.196 | 0 | -1 | 4.1931 | 0 | -1 | 13.3622 | 0 | -1 | 0.38085 | 0 | -1 | 48.947 | 0 | -1
5 | 14.7227 | 0 | -1 | 26.9035 | 0 | -1 | 6.1866 | 0 | -1 | 13.8836 | 0 | -1 | 0.36419 | 0 | -1 | 62.0606 | 0 | -1 | 15.0629 | 0 | -1 | 26.0421 | 0 | -1 | 6.1866 | 0 | -1 | 13.8836 | 0 | -1 | 0.3734 | 0 | -1 | 61.5486 | 0 | -1 | 11.6423 | 0 | -1 | 19.1905 | 0 | -1 | 4.3733 | 0 | -1 | 13.8836 | 0 | -1 | 0.36419 | 0 | -1 | 49.4539 | 0 | -1
6 | 20.2712 | 0 | -1 | 21.9452 | 0 | -1 | 6.0063 | 0 | -1 | 13.529 | 0 | -1 | 0.32213 | 0 | -1 | 62.0738 | 0 | -1 | 20.9212 | 0 | -1 | 21.5866 | 0 | -1 | 6.0063 | 0 | -1 | 13.529 | 0 | -1 | 0.33027 | 0 | -1 | 62.3734 | 0 | -1 | 16.0807 | 0 | -1 | 15.7259 | 0 | -1 | 4.2458 | 0 | -1 | 13.529 | 0 | -1 | 0.32213 | 0 | -1 | 49.9037 | 0 | -1
7 | 25.4607 | 0 | -1 | 19.5754 | 0 | -1 | 5.9629 | 0 | -1 | 13.556 | 0 | -1 | 0.29717 | 0 | -1 | 64.852 | 0 | -1 | 26.3786 | 0 | -1 | 19.476 | 0 | -1 | 5.9629 | 0 | -1 | 13.556 | 0 | -1 | 0.30466 | 0 | -1 | 65.6781 | 0 | -1 | 20.0548 | 0 | -1 | 14.1292 | 0 | -1 | 4.2151 | 0 | -1 | 13.556 | 0 | -1 | 0.29717 | 0 | -1 | 52.2522 | 0 | -1
8 | 22.7497 | 0 | -1 | 21.6481 | 0 | -1 | 6.4104 | 0 | -1 | 14.2112 | 0 | -1 | 0.31386 | 0 | -1 | 65.3332 | 0 | -1 | 23.5244 | 0 | -1 | 21.3023 | 0 | -1 | 6.4104 | 0 | -1 | 14.2112 | 0 | -1 | 0.32178 | 0 | -1 | 65.7701 | 0 | -1 | 18.05 | 0 | -1 | 15.6449 | 0 | -1 | 4.5314 | 0 | -1 | 14.2112 | 0 | -1 | 0.31386 | 0 | -1 | 52.7514 | 0 | -1
9 | 16.9975 | 0 | -1 | 23.2558 | 0 | -1 | 5.5588 | 0 | -1 | 12.8737 | 0 | -1 | 0.2803 | 0 | -1 | 58.9661 | 0 | -1 | 17.4235 | 0 | -1 | 22.5722 | 0 | -1 | 5.5588 | 0 | -1 | 12.8737 | 0 | -1 | 0.28737 | 0 | -1 | 58.7156 | 0 | -1 | 13.41 | 0 | -1 | 16.4807 | 0 | -1 | 3.9295 | 0 | -1 | 12.8737 | 0 | -1 | 0.2803 | 0 | -1 | 46.9743 | 0 | -1
10 | 11.0793 | 0 | -1 | 30.0656 | 0 | -1 | 6.1866 | 0 | -1 | 13.8836 | 0 | -1 | 0.33346 | 0 | -1 | 61.5485 | 0 | -1 | 11.309 | 0 | -1 | 28.5217 | 0 | -1 | 6.1866 | 0 | -1 | 13.8836 | 0 | -1 | 0.34189 | 0 | -1 | 60.2428 | 0 | -1 | 8.9738 | 0 | -1 | 21.7765 | 0 | -1 | 4.3733 | 0 | -1 | 13.8836 | 0 | -1 | 0.33346 | 0 | -1 | 49.3406 | 0 | -1
11 | 7.9068 | 0 | -1 | 34.1329 | 0 | -1 | 5.9317 | 0 | -1 | 13.3622 | 0 | -1 | 0.35011 | 0 | -1 | 61.6837 | 0 | -1 | 8.1373 | 0 | -1 | 32.2869 | 0 | -1 | 5.9317 | 0 | -1 | 13.3622 | 0 | -1 | 0.35897 | 0 | -1 | 60.077 | 0 | -1 | 6.4668 | 0 | -1 | 25.3521 | 0 | -1 | 4.1931 | 0 | -1 | 13.3622 | 0 | -1 | 0.35011 | 0 | -1 | 49.7243 | 0 | -1
12 | 3.4965 | 0 | -1 | 41.9151 | 0 | -1 | 5.8137 | 0 | -1 | 13.3952 | 0 | -1 | 0.37264 | 0 | -1 | 64.9932 | 0 | -1 | 3.6541 | 0 | -1 | 39.7004 | 0 | -1 | 5.8137 | 0 | -1 | 13.3952 | 0 | -1 | 0.38207 | 0 | -1 | 62.9455 | 0 | -1 | 2.9763 | 0 | -1 | 32.0878 | 0 | -1 | 4.1097 | 0 | -1 | 13.3952 | 0 | -1 | 0.37264 | 0 | -1 | 52.9416 | 0 | -1
Annual | 147.9988 | 0 | -1 | 364.1779 | 0 | -1 | 71.6345 | 0 | -1 | 161.9824 | 0 | -1 | 4.2105 | 0 | -1 | 750.0041 | 0 | -1 | 152.6004 | 0 | -1 | 348.9178 | 0 | -1 | 71.6345 | 0 | -1 | 161.9824 | 0 | -1 | 4.317 | 0 | -1 | 739.4521 | 0 | -1 | 118.6279 | 0 | -1 | 269.4873 | 0 | -1 | 50.6381 | 0 | -1 | 161.9824 | 0 | -1 | 4.2105 | 0 | -1 | 604.9462 | 0 | -1

## SmallHotel_3953m22
Epoch | Pre1980 | [17 empty] | Post1980 | [17 empty] | New2004
Energy Type | Cooling (kWh/m2) |  |  | Heating (kWh/m2) |  |  | Lights (kWh/m2) |  |  | Equipment (kWh/m2) |  |  | DHW (kWh/m2) |  |  | EUI (kWh/m2) |  |  | Cooling (kWh/m2) |  |  | Heating (kWh/m2) |  |  | Lights (kWh/m2) |  |  | Equipment (kWh/m2) |  |  | DHW (kWh/m2) |  |  | EUI (kWh/m2) |  |  | Cooling (kWh/m2) |  |  | Heating (kWh/m2) |  |  | Lights (kWh/m2) |  |  | Equipment (kWh/m2) |  |  | DHW (kWh/m2) |  |  | EUI (kWh/m2)
Simulation Type | EP | UMI | error | EP | UMI | error | EP | UMI | error | EP | UMI | error | EP | UMI | error | EP | UMI | error | EP | UMI | error | EP | UMI | error | EP | UMI | error | EP | UMI | error | EP | UMI | error | EP | UMI | error | EP | UMI | error | EP | UMI | error | EP | UMI | error | EP | UMI | error | EP | UMI | error | EP | UMI | error
Month
1 | 0.22923 | 0 | -1 | 6.0828 | 0 | -1 | 5.8548 | 0 | -1 | 4.8472 | 0 | -1 | 2.8932 | 0 | -1 | 19.9073 | 0 | -1 | 0.2771 | 0 | -1 | 12.0229 | 0 | -1 | 5.8548 | 0 | -1 | 4.8472 | 0 | -1 | 2.9673 | 0 | -1 | 25.9693 | 0 | -1 | 0.3793 | 0 | -1 | 9.9918 | 0 | -1 | 3.7523 | 0 | -1 | 4.8472 | 0 | -1 | 2.8932 | 0 | -1 | 21.8638 | 0 | -1
2 | 0.24645 | 0 | -1 | 4.0343 | 0 | -1 | 5.2878 | 0 | -1 | 4.3781 | 0 | -1 | 2.6621 | 0 | -1 | 16.6088 | 0 | -1 | 0.34681 | 0 | -1 | 9.1103 | 0 | -1 | 5.2878 | 0 | -1 | 4.3781 | 0 | -1 | 2.7302 | 0 | -1 | 21.8533 | 0 | -1 | 0.44665 | 0 | -1 | 7.6463 | 0 | -1 | 3.3889 | 0 | -1 | 4.3781 | 0 | -1 | 2.662 | 0 | -1 | 18.5221 | 0 | -1
3 | 0.56946 | 0 | -1 | 1.1375 | 0 | -1 | 5.8321 | 0 | -1 | 4.846 | 0 | -1 | 2.8899 | 0 | -1 | 15.2749 | 0 | -1 | 0.96335 | 0 | -1 | 5.254 | 0 | -1 | 5.8321 | 0 | -1 | 4.846 | 0 | -1 | 2.9639 | 0 | -1 | 19.8593 | 0 | -1 | 1.017 | 0 | -1 | 4.6218 | 0 | -1 | 3.7392 | 0 | -1 | 4.846 | 0 | -1 | 2.8898 | 0 | -1 | 17.1138 | 0 | -1
4 | 1.5207 | 0 | -1 | 0.44366 | 0 | -1 | 5.6696 | 0 | -1 | 4.691 | 0 | -1 | 2.6394 | 0 | -1 | 14.9644 | 0 | -1 | 2.2682 | 0 | -1 | 2.9935 | 0 | -1 | 5.6696 | 0 | -1 | 4.691 | 0 | -1 | 2.707 | 0 | -1 | 18.3293 | 0 | -1 | 1.9687 | 0 | -1 | 2.6961 | 0 | -1 | 3.6333 | 0 | -1 | 4.691 | 0 | -1 | 2.6393 | 0 | -1 | 15.6285 | 0 | -1
5 | 2.5189 | 0 | -1 | 0.0042611 | 0 | -1 | 5.8435 | 0 | -1 | 4.8466 | 0 | -1 | 2.5089 | 0 | -1 | 15.7222 | 0 | -1 | 3.6103 | 0 | -1 | 1.1195 | 0 | -1 | 5.8435 | 0 | -1 | 4.8466 | 0 | -1 | 2.5731 | 0 | -1 | 17.993 | 0 | -1 | 2.9989 | 0 | -1 | 1.0646 | 0 | -1 | 3.7458 | 0 | -1 | 4.8466 | 0 | -1 | 2.5088 | 0 | -1 | 15.1646 | 0 | -1
6 | 4.1816 | 0 | -1 | 0 | 0 |  | 5.6469 | 0 | -1 | 4.6898 | 0 | -1 | 2.2169 | 0 | -1 | 16.7353 | 0 | -1 | 5.5179 | 0 | -1 | 0.18141 | 0 | -1 | 5.6469 | 0 | -1 | 4.6898 | 0 | -1 | 2.2737 | 0 | -1 | 18.3097 | 0 | -1 | 4.4274 | 0 | -1 | 0.17525 | 0 | -1 | 3.6203 | 0 | -1 | 4.6898 | 0 | -1 | 2.2168 | 0 | -1 | 15.1296 | 0 | -1
7 | 5.9022 | 0 | -1 | 0 | 0 |  | 5.8661 | 0 | -1 | 4.8478 | 0 | -1 | 2.1297 | 0 | -1 | 18.7458 | 0 | -1 | 7.4467 | 0 | -1 | 0.018022 | 0 | -1 | 5.8661 | 0 | -1 | 4.8478 | 0 | -1 | 2.1842 | 0 | -1 | 20.3629 | 0 | -1 | 5.8781 | 0 | -1 | 0.018758 | 0 | -1 | 3.7588 | 0 | -1 | 4.8478 | 0 | -1 | 2.1296 | 0 | -1 | 16.6331 | 0 | -1
8 | 4.8637 | 0 | -1 | 0 | 0 |  | 5.8321 | 0 | -1 | 4.846 | 0 | -1 | 2.0758 | 0 | -1 | 17.6175 | 0 | -1 | 6.3029 | 0 | -1 | 0.057384 | 0 | -1 | 5.8321 | 0 | -1 | 4.846 | 0 | -1 | 2.1289 | 0 | -1 | 19.1674 | 0 | -1 | 5.0038 | 0 | -1 | 0.056928 | 0 | -1 | 3.7392 | 0 | -1 | 4.846 | 0 | -1 | 2.0757 | 0 | -1 | 15.7217 | 0 | -1
9 | 3.391 | 0 | -1 | 0 | 0 |  | 5.6696 | 0 | -1 | 4.691 | 0 | -1 | 2.0649 | 0 | -1 | 15.8165 | 0 | -1 | 4.616 | 0 | -1 | 0.38536 | 0 | -1 | 5.6696 | 0 | -1 | 4.691 | 0 | -1 | 2.1178 | 0 | -1 | 17.4798 | 0 | -1 | 3.6969 | 0 | -1 | 0.37018 | 0 | -1 | 3.6333 | 0 | -1 | 4.691 | 0 | -1 | 2.0648 | 0 | -1 | 14.4563 | 0 | -1
10 | 1.5746 | 0 | -1 | 0.068952 | 0 | -1 | 5.8548 | 0 | -1 | 4.8472 | 0 | -1 | 2.2982 | 0 | -1 | 14.6438 | 0 | -1 | 2.4987 | 0 | -1 | 1.9627 | 0 | -1 | 5.8548 | 0 | -1 | 4.8472 | 0 | -1 | 2.357 | 0 | -1 | 17.5205 | 0 | -1 | 2.1178 | 0 | -1 | 1.8418 | 0 | -1 | 3.7523 | 0 | -1 | 4.8472 | 0 | -1 | 2.2981 | 0 | -1 | 14.8573 | 0 | -1
11 | 0.86689 | 0 | -1 | 1.8009 | 0 | -1 | 5.6583 | 0 | -1 | 4.6905 | 0 | -1 | 2.4382 | 0 | -1 | 15.4547 | 0 | -1 | 1.3948 | 0 | -1 | 5.3115 | 0 | -1 | 5.6583 | 0 | -1 | 4.6905 | 0 | -1 | 2.5006 | 0 | -1 | 19.5557 | 0 | -1 | 1.2591 | 0 | -1 | 4.6196 | 0 | -1 | 3.6269 | 0 | -1 | 4.6905 | 0 | -1 | 2.4382 | 0 | -1 | 16.6342 | 0 | -1
12 | 0.2216 | 0 | -1 | 5.0598 | 0 | -1 | 5.8661 | 0 | -1 | 4.8478 | 0 | -1 | 2.7341 | 0 | -1 | 18.7295 | 0 | -1 | 0.2514 | 0 | -1 | 10.9182 | 0 | -1 | 5.8661 | 0 | -1 | 4.8478 | 0 | -1 | 2.8041 | 0 | -1 | 24.6877 | 0 | -1 | 0.36699 | 0 | -1 | 9.2117 | 0 | -1 | 3.7588 | 0 | -1 | 4.8478 | 0 | -1 | 2.7341 | 0 | -1 | 20.9194 | 0 | -1
Annual | 26.0863 | 0 | -1 | 18.6321 | 0 | -1 | 68.8818 | 0 | -1 | 57.0692 | 0 | -1 | 29.5514 | 0 | -1 | 200.2208 | 0 | -1 | 35.4942 | 0 | -1 | 49.3348 | 0 | -1 | 68.8818 | 0 | -1 | 57.0692 | 0 | -1 | 30.3079 | 0 | -1 | 241.0879 | 0 | -1 | 29.5608 | 0 | -1 | 42.3148 | 0 | -1 | 44.1491 | 0 | -1 | 57.0692 | 0 | -1 | 29.5504 | 0 | -1 | 202.6445 | 0 | -1

## SmallHotel_3953m211
Epoch | Pre1980 | [17 empty] | Post1980 | [17 empty] | New2004
Energy Type | Cooling (kWh/m2) |  |  | Heating (kWh/m2) |  |  | Lights (kWh/m2) |  |  | Equipment (kWh/m2) |  |  | DHW (kWh/m2) |  |  | EUI (kWh/m2) |  |  | Cooling (kWh/m2) |  |  | Heating (kWh/m2) |  |  | Lights (kWh/m2) |  |  | Equipment (kWh/m2) |  |  | DHW (kWh/m2) |  |  | EUI (kWh/m2) |  |  | Cooling (kWh/m2) |  |  | Heating (kWh/m2) |  |  | Lights (kWh/m2) |  |  | Equipment (kWh/m2) |  |  | DHW (kWh/m2) |  |  | EUI (kWh/m2)
Simulation Type | EP | UMI | error | EP | UMI | error | EP | UMI | error | EP | UMI | error | EP | UMI | error | EP | UMI | error | EP | UMI | error | EP | UMI | error | EP | UMI | error | EP | UMI | error | EP | UMI | error | EP | UMI | error | EP | UMI | error | EP | UMI | error | EP | UMI | error | EP | UMI | error | EP | UMI | error | EP | UMI | error
Month
1 | 0.22923 | 0 | -1 | 6.0828 | 0 | -1 | 5.8548 | 0 | -1 | 4.8472 | 0 | -1 | 2.8932 | 0 | -1 | 19.9073 | 0 | -1 | 0.2771 | 0 | -1 | 12.0229 | 0 | -1 | 5.8548 | 0 | -1 | 4.8472 | 0 | -1 | 2.9673 | 0 | -1 | 25.9693 | 0 | -1 | 0.3793 | 0 | -1 | 9.9918 | 0 | -1 | 3.7523 | 0 | -1 | 4.8472 | 0 | -1 | 2.8932 | 0 | -1 | 21.8638 | 0 | -1
2 | 0.24645 | 0 | -1 | 4.0343 | 0 | -1 | 5.2878 | 0 | -1 | 4.3781 | 0 | -1 | 2.6621 | 0 | -1 | 16.6088 | 0 | -1 | 0.34681 | 0 | -1 | 9.1103 | 0 | -1 | 5.2878 | 0 | -1 | 4.3781 | 0 | -1 | 2.7302 | 0 | -1 | 21.8533 | 0 | -1 | 0.44665 | 0 | -1 | 7.6463 | 0 | -1 | 3.3889 | 0 | -1 | 4.3781 | 0 | -1 | 2.662 | 0 | -1 | 18.5221 | 0 | -1
3 | 0.56946 | 0 | -1 | 1.1375 | 0 | -1 | 5.8321 | 0 | -1 | 4.846 | 0 | -1 | 2.8899 | 0 | -1 | 15.2749 | 0 | -1 | 0.96335 | 0 | -1 | 5.254 | 0 | -1 | 5.8321 | 0 | -1 | 4.846 | 0 | -1 | 2.9639 | 0 | -1 | 19.8593 | 0 | -1 | 1.017 | 0 | -1 | 4.6218 | 0 | -1 | 3.7392 | 0 | -1 | 4.846 | 0 | -1 | 2.8898 | 0 | -1 | 17.1138 | 0 | -1
4 | 1.5207 | 0 | -1 | 0.44366 | 0 | -1 | 5.6696 | 0 | -1 | 4.691 | 0 | -1 | 2.6394 | 0 | -1 | 14.9644 | 0 | -1 | 2.2682 | 0 | -1 | 2.9935 | 0 | -1 | 5.6696 | 0 | -1 | 4.691 | 0 | -1 | 2.707 | 0 | -1 | 18.3293 | 0 | -1 | 1.9687 | 0 | -1 | 2.6961 | 0 | -1 | 3.6333 | 0 | -1 | 4.691 | 0 | -1 | 2.6393 | 0 | -1 | 15.6285 | 0 | -1
5 | 2.5189 | 0 | -1 | 0.0042611 | 0 | -1 | 5.8435 | 0 | -1 | 4.8466 | 0 | -1 | 2.5089 | 0 | -1 | 15.7222 | 0 | -1 | 3.6103 | 0 | -1 | 1.1195 | 0 | -1 | 5.8435 | 0 | -1 | 4.8466 | 0 | -1 | 2.5731 | 0 | -1 | 17.993 | 0 | -1 | 2.9989 | 0 | -1 | 1.0646 | 0 | -1 | 3.7458 | 0 | -1 | 4.8466 | 0 | -1 | 2.5088 | 0 | -1 | 15.1646 | 0 | -1
6 | 4.1816 | 0 | -1 | 0 | 0 |  | 5.6469 | 0 | -1 | 4.6898 | 0 | -1 | 2.2169 | 0 | -1 | 16.7353 | 0 | -1 | 5.5179 | 0 | -1 | 0.18141 | 0 | -1 | 5.6469 | 0 | -1 | 4.6898 | 0 | -1 | 2.2737 | 0 | -1 | 18.3097 | 0 | -1 | 4.4274 | 0 | -1 | 0.17525 | 0 | -1 | 3.6203 | 0 | -1 | 4.6898 | 0 | -1 | 2.2168 | 0 | -1 | 15.1296 | 0 | -1
7 | 5.9022 | 0 | -1 | 0 | 0 |  | 5.8661 | 0 | -1 | 4.8478 | 0 | -1 | 2.1297 | 0 | -1 | 18.7458 | 0 | -1 | 7.4467 | 0 | -1 | 0.018022 | 0 | -1 | 5.8661 | 0 | -1 | 4.8478 | 0 | -1 | 2.1842 | 0 | -1 | 20.3629 | 0 | -1 | 5.8781 | 0 | -1 | 0.018758 | 0 | -1 | 3.7588 | 0 | -1 | 4.8478 | 0 | -1 | 2.1296 | 0 | -1 | 16.6331 | 0 | -1
8 | 4.8637 | 0 | -1 | 0 | 0 |  | 5.8321 | 0 | -1 | 4.846 | 0 | -1 | 2.0758 | 0 | -1 | 17.6175 | 0 | -1 | 6.3029 | 0 | -1 | 0.057384 | 0 | -1 | 5.8321 | 0 | -1 | 4.846 | 0 | -1 | 2.1289 | 0 | -1 | 19.1674 | 0 | -1 | 5.0038 | 0 | -1 | 0.056928 | 0 | -1 | 3.7392 | 0 | -1 | 4.846 | 0 | -1 | 2.0757 | 0 | -1 | 15.7217 | 0 | -1
9 | 3.391 | 0 | -1 | 0 | 0 |  | 5.6696 | 0 | -1 | 4.691 | 0 | -1 | 2.0649 | 0 | -1 | 15.8165 | 0 | -1 | 4.616 | 0 | -1 | 0.38536 | 0 | -1 | 5.6696 | 0 | -1 | 4.691 | 0 | -1 | 2.1178 | 0 | -1 | 17.4798 | 0 | -1 | 3.6969 | 0 | -1 | 0.37018 | 0 | -1 | 3.6333 | 0 | -1 | 4.691 | 0 | -1 | 2.0648 | 0 | -1 | 14.4563 | 0 | -1
10 | 1.5746 | 0 | -1 | 0.068952 | 0 | -1 | 5.8548 | 0 | -1 | 4.8472 | 0 | -1 | 2.2982 | 0 | -1 | 14.6438 | 0 | -1 | 2.4987 | 0 | -1 | 1.9627 | 0 | -1 | 5.8548 | 0 | -1 | 4.8472 | 0 | -1 | 2.357 | 0 | -1 | 17.5205 | 0 | -1 | 2.1178 | 0 | -1 | 1.8418 | 0 | -1 | 3.7523 | 0 | -1 | 4.8472 | 0 | -1 | 2.2981 | 0 | -1 | 14.8573 | 0 | -1
11 | 0.86689 | 0 | -1 | 1.8009 | 0 | -1 | 5.6583 | 0 | -1 | 4.6905 | 0 | -1 | 2.4382 | 0 | -1 | 15.4547 | 0 | -1 | 1.3948 | 0 | -1 | 5.3115 | 0 | -1 | 5.6583 | 0 | -1 | 4.6905 | 0 | -1 | 2.5006 | 0 | -1 | 19.5557 | 0 | -1 | 1.2591 | 0 | -1 | 4.6196 | 0 | -1 | 3.6269 | 0 | -1 | 4.6905 | 0 | -1 | 2.4382 | 0 | -1 | 16.6342 | 0 | -1
12 | 0.2216 | 0 | -1 | 5.0598 | 0 | -1 | 5.8661 | 0 | -1 | 4.8478 | 0 | -1 | 2.7341 | 0 | -1 | 18.7295 | 0 | -1 | 0.2514 | 0 | -1 | 10.9182 | 0 | -1 | 5.8661 | 0 | -1 | 4.8478 | 0 | -1 | 2.8041 | 0 | -1 | 24.6877 | 0 | -1 | 0.36699 | 0 | -1 | 9.2117 | 0 | -1 | 3.7588 | 0 | -1 | 4.8478 | 0 | -1 | 2.7341 | 0 | -1 | 20.9194 | 0 | -1
Annual | 26.0863 | 0 | -1 | 18.6321 | 0 | -1 | 68.8818 | 0 | -1 | 57.0692 | 0 | -1 | 29.5514 | 0 | -1 | 200.2208 | 0 | -1 | 35.4942 | 0 | -1 | 49.3348 | 0 | -1 | 68.8818 | 0 | -1 | 57.0692 | 0 | -1 | 30.3079 | 0 | -1 | 241.0879 | 0 | -1 | 29.5608 | 0 | -1 | 42.3148 | 0 | -1 | 44.1491 | 0 | -1 | 57.0692 | 0 | -1 | 29.5504 | 0 | -1 | 202.6445 | 0 | -1

## LargeHotel_11345m22
Epoch | Pre1980 | [17 empty] | Post1980 | [17 empty] | New2004
Energy Type | Cooling (kWh/m2) |  |  | Heating (kWh/m2) |  |  | Lights (kWh/m2) |  |  | Equipment (kWh/m2) |  |  | DHW (kWh/m2) |  |  | EUI (kWh/m2) |  |  | Cooling (kWh/m2) |  |  | Heating (kWh/m2) |  |  | Lights (kWh/m2) |  |  | Equipment (kWh/m2) |  |  | DHW (kWh/m2) |  |  | EUI (kWh/m2) |  |  | Cooling (kWh/m2) |  |  | Heating (kWh/m2) |  |  | Lights (kWh/m2) |  |  | Equipment (kWh/m2) |  |  | DHW (kWh/m2) |  |  | EUI (kWh/m2)
Simulation Type | EP | UMI | error | EP | UMI | error | EP | UMI | error | EP | UMI | error | EP | UMI | error | EP | UMI | error | EP | UMI | error | EP | UMI | error | EP | UMI | error | EP | UMI | error | EP | UMI | error | EP | UMI | error | EP | UMI | error | EP | UMI | error | EP | UMI | error | EP | UMI | error | EP | UMI | error | EP | UMI | error
Month
1 | 1.0094 | 0 | -1 | 27.8404 | 0 | -1 | 4.7071 | 0 | -1 | 4.1871 | 0 | -1 | 17.6747 | 0 | -1 | 55.4187 | 0 | -1 | 1.1036 | 0 | -1 | 31.3622 | 0 | -1 | 4.7071 | 0 | -1 | 4.1876 | 0 | -1 | 18.1278 | 0 | -1 | 59.4884 | 0 | -1 | 0.78342 | 0 | -1 | 25.9353 | 0 | -1 | 3.024 | 0 | -1 | 4.1879 | 0 | -1 | 17.6746 | 0 | -1 | 51.6052 | 0 | -1
2 | 1.1927 | 0 | -1 | 22.0231 | 0 | -1 | 4.2505 | 0 | -1 | 3.7827 | 0 | -1 | 16.2956 | 0 | -1 | 47.5447 | 0 | -1 | 1.2262 | 0 | -1 | 25.0566 | 0 | -1 | 4.2505 | 0 | -1 | 3.783 | 0 | -1 | 16.7135 | 0 | -1 | 51.0299 | 0 | -1 | 0.84832 | 0 | -1 | 20.7749 | 0 | -1 | 2.7307 | 0 | -1 | 3.7833 | 0 | -1 | 16.2957 | 0 | -1 | 44.4328 | 0 | -1
3 | 2.3067 | 0 | -1 | 14.8594 | 0 | -1 | 4.696 | 0 | -1 | 4.1922 | 0 | -1 | 17.653 | 0 | -1 | 43.7074 | 0 | -1 | 2.1395 | 0 | -1 | 17.5473 | 0 | -1 | 4.696 | 0 | -1 | 4.1919 | 0 | -1 | 18.1056 | 0 | -1 | 46.6802 | 0 | -1 | 1.4296 | 0 | -1 | 14.7071 | 0 | -1 | 3.0175 | 0 | -1 | 4.1922 | 0 | -1 | 17.653 | 0 | -1 | 40.9993 | 0 | -1
4 | 4.4222 | 0 | -1 | 8.669 | 0 | -1 | 4.5545 | 0 | -1 | 4.0637 | 0 | -1 | 15.976 | 0 | -1 | 37.6855 | 0 | -1 | 4.054 | 0 | -1 | 10.5504 | 0 | -1 | 4.5545 | 0 | -1 | 4.0634 | 0 | -1 | 16.3856 | 0 | -1 | 39.6079 | 0 | -1 | 2.4671 | 0 | -1 | 8.8862 | 0 | -1 | 2.9258 | 0 | -1 | 4.0636 | 0 | -1 | 15.976 | 0 | -1 | 34.3188 | 0 | -1
5 | 6.6417 | 0 | -1 | 2.8401 | 0 | -1 | 4.7016 | 0 | -1 | 4.2061 | 0 | -1 | 14.9974 | 0 | -1 | 33.387 | 0 | -1 | 5.924 | 0 | -1 | 4.1266 | 0 | -1 | 4.7016 | 0 | -1 | 4.2058 | 0 | -1 | 15.3819 | 0 | -1 | 34.3399 | 0 | -1 | 3.6303 | 0 | -1 | 3.4298 | 0 | -1 | 3.0207 | 0 | -1 | 4.206 | 0 | -1 | 14.9974 | 0 | -1 | 29.2843 | 0 | -1
6 | 10.2327 | 0 | -1 | 0.44553 | 0 | -1 | 4.5457 | 0 | -1 | 4.0785 | 0 | -1 | 13.0445 | 0 | -1 | 32.3469 | 0 | -1 | 9.5906 | 0 | -1 | 0.97691 | 0 | -1 | 4.5457 | 0 | -1 | 4.0786 | 0 | -1 | 13.379 | 0 | -1 | 32.5707 | 0 | -1 | 5.3749 | 0 | -1 | 0.74929 | 0 | -1 | 2.9208 | 0 | -1 | 4.0788 | 0 | -1 | 13.0445 | 0 | -1 | 26.1683 | 0 | -1
7 | 14.4854 | 0 | -1 | 0.18276 | 0 | -1 | 4.7104 | 0 | -1 | 4.2187 | 0 | -1 | 12.3446 | 0 | -1 | 35.942 | 0 | -1 | 14.2103 | 0 | -1 | 0.49432 | 0 | -1 | 4.7104 | 0 | -1 | 4.2191 | 0 | -1 | 12.6611 | 0 | -1 | 36.2953 | 0 | -1 | 7.4347 | 0 | -1 | 0.39387 | 0 | -1 | 3.0258 | 0 | -1 | 4.2191 | 0 | -1 | 12.3446 | 0 | -1 | 27.4181 | 0 | -1
8 | 12.0013 | 0 | -1 | 0.26522 | 0 | -1 | 4.696 | 0 | -1 | 4.2158 | 0 | -1 | 11.9715 | 0 | -1 | 33.1498 | 0 | -1 | 11.4093 | 0 | -1 | 0.6081 | 0 | -1 | 4.696 | 0 | -1 | 4.216 | 0 | -1 | 12.2785 | 0 | -1 | 33.2079 | 0 | -1 | 6.2247 | 0 | -1 | 0.47646 | 0 | -1 | 3.0175 | 0 | -1 | 4.2161 | 0 | -1 | 11.9715 | 0 | -1 | 25.9063 | 0 | -1
9 | 8.4291 | 0 | -1 | 0.92766 | 0 | -1 | 4.5545 | 0 | -1 | 4.0746 | 0 | -1 | 11.9839 | 0 | -1 | 29.9698 | 0 | -1 | 7.6375 | 0 | -1 | 1.6481 | 0 | -1 | 4.5545 | 0 | -1 | 4.0744 | 0 | -1 | 12.2912 | 0 | -1 | 30.2058 | 0 | -1 | 4.4927 | 0 | -1 | 1.3003 | 0 | -1 | 2.9258 | 0 | -1 | 4.0746 | 0 | -1 | 11.9839 | 0 | -1 | 24.7774 | 0 | -1
10 | 4.5064 | 0 | -1 | 5.4652 | 0 | -1 | 4.7071 | 0 | -1 | 4.2004 | 0 | -1 | 13.5212 | 0 | -1 | 32.4003 | 0 | -1 | 3.9132 | 0 | -1 | 7.2445 | 0 | -1 | 4.7071 | 0 | -1 | 4.1999 | 0 | -1 | 13.8678 | 0 | -1 | 33.9325 | 0 | -1 | 2.5783 | 0 | -1 | 6.0896 | 0 | -1 | 3.024 | 0 | -1 | 4.2001 | 0 | -1 | 13.5212 | 0 | -1 | 29.4131 | 0 | -1
11 | 2.9343 | 0 | -1 | 14.0754 | 0 | -1 | 4.5534 | 0 | -1 | 4.0597 | 0 | -1 | 14.5737 | 0 | -1 | 40.1965 | 0 | -1 | 2.6144 | 0 | -1 | 16.3779 | 0 | -1 | 4.5534 | 0 | -1 | 4.0596 | 0 | -1 | 14.9473 | 0 | -1 | 42.5526 | 0 | -1 | 1.7296 | 0 | -1 | 13.6624 | 0 | -1 | 2.9255 | 0 | -1 | 4.0599 | 0 | -1 | 14.5736 | 0 | -1 | 36.9509 | 0 | -1
12 | 1.0316 | 0 | -1 | 26.4744 | 0 | -1 | 4.7104 | 0 | -1 | 4.187 | 0 | -1 | 16.5555 | 0 | -1 | 52.959 | 0 | -1 | 1.1436 | 0 | -1 | 29.9705 | 0 | -1 | 4.7104 | 0 | -1 | 4.1874 | 0 | -1 | 16.9799 | 0 | -1 | 56.9919 | 0 | -1 | 0.79811 | 0 | -1 | 24.892 | 0 | -1 | 3.0258 | 0 | -1 | 4.1877 | 0 | -1 | 16.5555 | 0 | -1 | 49.459 | 0 | -1
Annual | 69.1936 | 0 | -1 | 124.0682 | 0 | -1 | 55.3874 | 0 | -1 | 49.4666 | 0 | -1 | 176.5918 | 0 | -1 | 474.7076 | 0 | -1 | 64.9661 | 0 | -1 | 145.9635 | 0 | -1 | 55.3874 | 0 | -1 | 49.4668 | 0 | -1 | 181.1192 | 0 | -1 | 496.903 | 0 | -1 | 37.7917 | 0 | -1 | 121.2971 | 0 | -1 | 35.5839 | 0 | -1 | 49.4692 | 0 | -1 | 176.5915 | 0 | -1 | 420.7336 | 0 | -1

## LargeHotel_11345m211
Epoch | Pre1980 | [17 empty] | Post1980 | [17 empty] | New2004
Energy Type | Cooling (kWh/m2) |  |  | Heating (kWh/m2) |  |  | Lights (kWh/m2) |  |  | Equipment (kWh/m2) |  |  | DHW (kWh/m2) |  |  | EUI (kWh/m2) |  |  | Cooling (kWh/m2) |  |  | Heating (kWh/m2) |  |  | Lights (kWh/m2) |  |  | Equipment (kWh/m2) |  |  | DHW (kWh/m2) |  |  | EUI (kWh/m2) |  |  | Cooling (kWh/m2) |  |  | Heating (kWh/m2) |  |  | Lights (kWh/m2) |  |  | Equipment (kWh/m2) |  |  | DHW (kWh/m2) |  |  | EUI (kWh/m2)
Simulation Type | EP | UMI | error | EP | UMI | error | EP | UMI | error | EP | UMI | error | EP | UMI | error | EP | UMI | error | EP | UMI | error | EP | UMI | error | EP | UMI | error | EP | UMI | error | EP | UMI | error | EP | UMI | error | EP | UMI | error | EP | UMI | error | EP | UMI | error | EP | UMI | error | EP | UMI | error | EP | UMI | error
Month
1 | 1.0094 | 0 | -1 | 27.8404 | 0 | -1 | 4.7071 | 0 | -1 | 4.1871 | 0 | -1 | 17.6747 | 0 | -1 | 55.4187 | 0 | -1 | 1.1036 | 0 | -1 | 31.3622 | 0 | -1 | 4.7071 | 0 | -1 | 4.1876 | 0 | -1 | 18.1278 | 0 | -1 | 59.4884 | 0 | -1 | 0.78342 | 0 | -1 | 25.9353 | 0 | -1 | 3.024 | 0 | -1 | 4.1879 | 0 | -1 | 17.6746 | 0 | -1 | 51.6052 | 0 | -1
2 | 1.1927 | 0 | -1 | 22.0231 | 0 | -1 | 4.2505 | 0 | -1 | 3.7827 | 0 | -1 | 16.2956 | 0 | -1 | 47.5447 | 0 | -1 | 1.2262 | 0 | -1 | 25.0566 | 0 | -1 | 4.2505 | 0 | -1 | 3.783 | 0 | -1 | 16.7135 | 0 | -1 | 51.0299 | 0 | -1 | 0.84832 | 0 | -1 | 20.7749 | 0 | -1 | 2.7307 | 0 | -1 | 3.7833 | 0 | -1 | 16.2957 | 0 | -1 | 44.4328 | 0 | -1
3 | 2.3067 | 0 | -1 | 14.8594 | 0 | -1 | 4.696 | 0 | -1 | 4.1922 | 0 | -1 | 17.653 | 0 | -1 | 43.7074 | 0 | -1 | 2.1395 | 0 | -1 | 17.5473 | 0 | -1 | 4.696 | 0 | -1 | 4.1919 | 0 | -1 | 18.1056 | 0 | -1 | 46.6802 | 0 | -1 | 1.4296 | 0 | -1 | 14.7071 | 0 | -1 | 3.0175 | 0 | -1 | 4.1922 | 0 | -1 | 17.653 | 0 | -1 | 40.9993 | 0 | -1
4 | 4.4222 | 0 | -1 | 8.669 | 0 | -1 | 4.5545 | 0 | -1 | 4.0637 | 0 | -1 | 15.976 | 0 | -1 | 37.6855 | 0 | -1 | 4.054 | 0 | -1 | 10.5504 | 0 | -1 | 4.5545 | 0 | -1 | 4.0634 | 0 | -1 | 16.3856 | 0 | -1 | 39.6079 | 0 | -1 | 2.4671 | 0 | -1 | 8.8862 | 0 | -1 | 2.9258 | 0 | -1 | 4.0636 | 0 | -1 | 15.976 | 0 | -1 | 34.3188 | 0 | -1
5 | 6.6417 | 0 | -1 | 2.8401 | 0 | -1 | 4.7016 | 0 | -1 | 4.2061 | 0 | -1 | 14.9974 | 0 | -1 | 33.387 | 0 | -1 | 5.924 | 0 | -1 | 4.1266 | 0 | -1 | 4.7016 | 0 | -1 | 4.2058 | 0 | -1 | 15.3819 | 0 | -1 | 34.3399 | 0 | -1 | 3.6303 | 0 | -1 | 3.4298 | 0 | -1 | 3.0207 | 0 | -1 | 4.206 | 0 | -1 | 14.9974 | 0 | -1 | 29.2843 | 0 | -1
6 | 10.2327 | 0 | -1 | 0.44553 | 0 | -1 | 4.5457 | 0 | -1 | 4.0785 | 0 | -1 | 13.0445 | 0 | -1 | 32.3469 | 0 | -1 | 9.5906 | 0 | -1 | 0.97691 | 0 | -1 | 4.5457 | 0 | -1 | 4.0786 | 0 | -1 | 13.379 | 0 | -1 | 32.5707 | 0 | -1 | 5.3749 | 0 | -1 | 0.74929 | 0 | -1 | 2.9208 | 0 | -1 | 4.0788 | 0 | -1 | 13.0445 | 0 | -1 | 26.1683 | 0 | -1
7 | 14.4854 | 0 | -1 | 0.18276 | 0 | -1 | 4.7104 | 0 | -1 | 4.2187 | 0 | -1 | 12.3446 | 0 | -1 | 35.942 | 0 | -1 | 14.2103 | 0 | -1 | 0.49432 | 0 | -1 | 4.7104 | 0 | -1 | 4.2191 | 0 | -1 | 12.6611 | 0 | -1 | 36.2953 | 0 | -1 | 7.4347 | 0 | -1 | 0.39387 | 0 | -1 | 3.0258 | 0 | -1 | 4.2191 | 0 | -1 | 12.3446 | 0 | -1 | 27.4181 | 0 | -1
8 | 12.0013 | 0 | -1 | 0.26522 | 0 | -1 | 4.696 | 0 | -1 | 4.2158 | 0 | -1 | 11.9715 | 0 | -1 | 33.1498 | 0 | -1 | 11.4093 | 0 | -1 | 0.6081 | 0 | -1 | 4.696 | 0 | -1 | 4.216 | 0 | -1 | 12.2785 | 0 | -1 | 33.2079 | 0 | -1 | 6.2247 | 0 | -1 | 0.47646 | 0 | -1 | 3.0175 | 0 | -1 | 4.2161 | 0 | -1 | 11.9715 | 0 | -1 | 25.9063 | 0 | -1
9 | 8.4291 | 0 | -1 | 0.92766 | 0 | -1 | 4.5545 | 0 | -1 | 4.0746 | 0 | -1 | 11.9839 | 0 | -1 | 29.9698 | 0 | -1 | 7.6375 | 0 | -1 | 1.6481 | 0 | -1 | 4.5545 | 0 | -1 | 4.0744 | 0 | -1 | 12.2912 | 0 | -1 | 30.2058 | 0 | -1 | 4.4927 | 0 | -1 | 1.3003 | 0 | -1 | 2.9258 | 0 | -1 | 4.0746 | 0 | -1 | 11.9839 | 0 | -1 | 24.7774 | 0 | -1
10 | 4.5064 | 0 | -1 | 5.4652 | 0 | -1 | 4.7071 | 0 | -1 | 4.2004 | 0 | -1 | 13.5212 | 0 | -1 | 32.4003 | 0 | -1 | 3.9132 | 0 | -1 | 7.2445 | 0 | -1 | 4.7071 | 0 | -1 | 4.1999 | 0 | -1 | 13.8678 | 0 | -1 | 33.9325 | 0 | -1 | 2.5783 | 0 | -1 | 6.0896 | 0 | -1 | 3.024 | 0 | -1 | 4.2001 | 0 | -1 | 13.5212 | 0 | -1 | 29.4131 | 0 | -1
11 | 2.9343 | 0 | -1 | 14.0754 | 0 | -1 | 4.5534 | 0 | -1 | 4.0597 | 0 | -1 | 14.5737 | 0 | -1 | 40.1965 | 0 | -1 | 2.6144 | 0 | -1 | 16.3779 | 0 | -1 | 4.5534 | 0 | -1 | 4.0596 | 0 | -1 | 14.9473 | 0 | -1 | 42.5526 | 0 | -1 | 1.7296 | 0 | -1 | 13.6624 | 0 | -1 | 2.9255 | 0 | -1 | 4.0599 | 0 | -1 | 14.5736 | 0 | -1 | 36.9509 | 0 | -1
12 | 1.0316 | 0 | -1 | 26.4744 | 0 | -1 | 4.7104 | 0 | -1 | 4.187 | 0 | -1 | 16.5555 | 0 | -1 | 52.959 | 0 | -1 | 1.1436 | 0 | -1 | 29.9705 | 0 | -1 | 4.7104 | 0 | -1 | 4.1874 | 0 | -1 | 16.9799 | 0 | -1 | 56.9919 | 0 | -1 | 0.79811 | 0 | -1 | 24.892 | 0 | -1 | 3.0258 | 0 | -1 | 4.1877 | 0 | -1 | 16.5555 | 0 | -1 | 49.459 | 0 | -1
Annual | 69.1936 | 0 | -1 | 124.0682 | 0 | -1 | 55.3874 | 0 | -1 | 49.4666 | 0 | -1 | 176.5918 | 0 | -1 | 474.7076 | 0 | -1 | 64.9661 | 0 | -1 | 145.9635 | 0 | -1 | 55.3874 | 0 | -1 | 49.4668 | 0 | -1 | 181.1192 | 0 | -1 | 496.903 | 0 | -1 | 37.7917 | 0 | -1 | 121.2971 | 0 | -1 | 35.5839 | 0 | -1 | 49.4692 | 0 | -1 | 176.5915 | 0 | -1 | 420.7336 | 0 | -1

## MidriseApartment_3135m22
Epoch | Pre1980 | [17 empty] | Post1980 | [17 empty] | New2004
Energy Type | Cooling (kWh/m2) |  |  | Heating (kWh/m2) |  |  | Lights (kWh/m2) |  |  | Equipment (kWh/m2) |  |  | DHW (kWh/m2) |  |  | EUI (kWh/m2) |  |  | Cooling (kWh/m2) |  |  | Heating (kWh/m2) |  |  | Lights (kWh/m2) |  |  | Equipment (kWh/m2) |  |  | DHW (kWh/m2) |  |  | EUI (kWh/m2) |  |  | Cooling (kWh/m2) |  |  | Heating (kWh/m2) |  |  | Lights (kWh/m2) |  |  | Equipment (kWh/m2) |  |  | DHW (kWh/m2) |  |  | EUI (kWh/m2)
Simulation Type | EP | UMI | error | EP | UMI | error | EP | UMI | error | EP | UMI | error | EP | UMI | error | EP | UMI | error | EP | UMI | error | EP | UMI | error | EP | UMI | error | EP | UMI | error | EP | UMI | error | EP | UMI | error | EP | UMI | error | EP | UMI | error | EP | UMI | error | EP | UMI | error | EP | UMI | error | EP | UMI | error
Month
1 | 0 | 0 |  | 37.32 | 0 | -1 | 1.7227 | 0 | -1 | 3.3724 | 0 | -1 | 2.7837 | 0 | -1 | 45.1988 | 0 | -1 | 0 | 0 |  | 32.8695 | 0 | -1 | 1.7227 | 0 | -1 | 3.3724 | 0 | -1 | 2.7837 | 0 | -1 | 40.7483 | 0 | -1 | 0 | 0 |  | 13.2971 | 0 | -1 | 1.305 | 0 | -1 | 3.3724 | 0 | -1 | 2.7141 | 0 | -1 | 20.6887 | 0 | -1
2 | 2.7518e-05 | 0 | -1 | 29.1869 | 0 | -1 | 1.5561 | 0 | -1 | 3.0461 | 0 | -1 | 2.5663 | 0 | -1 | 36.3555 | 0 | -1 | 3.3611e-05 | 0 | -1 | 25.7188 | 0 | -1 | 1.5561 | 0 | -1 | 3.0461 | 0 | -1 | 2.5663 | 0 | -1 | 32.8874 | 0 | -1 | 0.00012205 | 0 | -1 | 9.679 | 0 | -1 | 1.1788 | 0 | -1 | 3.0461 | 0 | -1 | 2.5021 | 0 | -1 | 16.4062 | 0 | -1
3 | 0.0025705 | 0 | -1 | 19.5318 | 0 | -1 | 1.7306 | 0 | -1 | 3.377 | 0 | -1 | 2.7762 | 0 | -1 | 27.4181 | 0 | -1 | 0.0019251 | 0 | -1 | 17.0582 | 0 | -1 | 1.7306 | 0 | -1 | 3.377 | 0 | -1 | 2.7762 | 0 | -1 | 24.9439 | 0 | -1 | 0.010062 | 0 | -1 | 4.81 | 0 | -1 | 1.3089 | 0 | -1 | 3.377 | 0 | -1 | 2.7068 | 0 | -1 | 12.2128 | 0 | -1
4 | 0.47501 | 0 | -1 | 11.1644 | 0 | -1 | 1.6658 | 0 | -1 | 3.2629 | 0 | -1 | 2.517 | 0 | -1 | 19.0851 | 0 | -1 | 0.44336 | 0 | -1 | 9.673 | 0 | -1 | 1.6658 | 0 | -1 | 3.2629 | 0 | -1 | 2.517 | 0 | -1 | 17.5621 | 0 | -1 | 0.42975 | 0 | -1 | 2.388 | 0 | -1 | 1.2623 | 0 | -1 | 3.2629 | 0 | -1 | 2.4541 | 0 | -1 | 9.797 | 0 | -1
5 | 0.58178 | 0 | -1 | 3.1918 | 0 | -1 | 1.7266 | 0 | -1 | 3.3747 | 0 | -1 | 2.3611 | 0 | -1 | 11.236 | 0 | -1 | 0.50349 | 0 | -1 | 2.6746 | 0 | -1 | 1.7266 | 0 | -1 | 3.3747 | 0 | -1 | 2.3611 | 0 | -1 | 10.6405 | 0 | -1 | 0.76369 | 0 | -1 | 0.21643 | 0 | -1 | 1.3069 | 0 | -1 | 3.3747 | 0 | -1 | 2.3021 | 0 | -1 | 7.9638 | 0 | -1
6 | 2.2267 | 0 | -1 | 0.36445 | 0 | -1 | 1.6737 | 0 | -1 | 3.2675 | 0 | -1 | 2.0532 | 0 | -1 | 9.5856 | 0 | -1 | 2.1178 | 0 | -1 | 0.26389 | 0 | -1 | 1.6737 | 0 | -1 | 3.2675 | 0 | -1 | 2.0532 | 0 | -1 | 9.3761 | 0 | -1 | 1.9147 | 0 | -1 | 0.0003981 | 0 | -1 | 1.2662 | 0 | -1 | 3.2675 | 0 | -1 | 2.0019 | 0 | -1 | 8.4506 | 0 | -1
7 | 4.2248 | 0 | -1 | 0.028805 | 0 | -1 | 1.7187 | 0 | -1 | 3.3701 | 0 | -1 | 1.9473 | 0 | -1 | 11.2898 | 0 | -1 | 4.0962 | 0 | -1 | 0.014454 | 0 | -1 | 1.7187 | 0 | -1 | 3.3701 | 0 | -1 | 1.9473 | 0 | -1 | 11.1468 | 0 | -1 | 3.1485 | 0 | -1 | 0 | 0 |  | 1.3031 | 0 | -1 | 3.3701 | 0 | -1 | 1.8987 | 0 | -1 | 9.7204 | 0 | -1
8 | 2.6206 | 0 | -1 | 0.11928 | 0 | -1 | 1.7306 | 0 | -1 | 3.377 | 0 | -1 | 1.8846 | 0 | -1 | 9.7321 | 0 | -1 | 2.5273 | 0 | -1 | 0.073354 | 0 | -1 | 1.7306 | 0 | -1 | 3.377 | 0 | -1 | 1.8846 | 0 | -1 | 9.5928 | 0 | -1 | 2.2801 | 0 | -1 | 0 | 0 |  | 1.3089 | 0 | -1 | 3.377 | 0 | -1 | 1.8375 | 0 | -1 | 8.8035 | 0 | -1
9 | 1.0464 | 0 | -1 | 1.0617 | 0 | -1 | 1.6658 | 0 | -1 | 3.2629 | 0 | -1 | 1.8893 | 0 | -1 | 8.9261 | 0 | -1 | 0.97898 | 0 | -1 | 0.82653 | 0 | -1 | 1.6658 | 0 | -1 | 3.2629 | 0 | -1 | 1.8893 | 0 | -1 | 8.6236 | 0 | -1 | 1.2035 | 0 | -1 | 0.031378 | 0 | -1 | 1.2623 | 0 | -1 | 3.2629 | 0 | -1 | 1.8421 | 0 | -1 | 7.6021 | 0 | -1
10 | 0.055734 | 0 | -1 | 7.7453 | 0 | -1 | 1.7227 | 0 | -1 | 3.3724 | 0 | -1 | 2.1309 | 0 | -1 | 15.027 | 0 | -1 | 0.045184 | 0 | -1 | 6.523 | 0 | -1 | 1.7227 | 0 | -1 | 3.3724 | 0 | -1 | 2.1309 | 0 | -1 | 13.7942 | 0 | -1 | 0.23546 | 0 | -1 | 1.1375 | 0 | -1 | 1.305 | 0 | -1 | 3.3724 | 0 | -1 | 2.0776 | 0 | -1 | 8.128 | 0 | -1
11 | 0.01235 | 0 | -1 | 18.929 | 0 | -1 | 1.6698 | 0 | -1 | 3.2652 | 0 | -1 | 2.295 | 0 | -1 | 26.1714 | 0 | -1 | 0.012383 | 0 | -1 | 16.4202 | 0 | -1 | 1.6698 | 0 | -1 | 3.2652 | 0 | -1 | 2.295 | 0 | -1 | 23.6626 | 0 | -1 | 0.09434 | 0 | -1 | 5.383 | 0 | -1 | 1.2642 | 0 | -1 | 3.2652 | 0 | -1 | 2.2377 | 0 | -1 | 12.2444 | 0 | -1
12 | 0 | 0 |  | 35.0572 | 0 | -1 | 1.7187 | 0 | -1 | 3.3701 | 0 | -1 | 2.6097 | 0 | -1 | 42.7558 | 0 | -1 | 0 | 0 |  | 30.7794 | 0 | -1 | 1.7187 | 0 | -1 | 3.3701 | 0 | -1 | 2.6097 | 0 | -1 | 38.478 | 0 | -1 | 0 | 0 |  | 12.1259 | 0 | -1 | 1.3031 | 0 | -1 | 3.3701 | 0 | -1 | 2.5445 | 0 | -1 | 19.3436 | 0 | -1
Annual | 11.246 | 0 | -1 | 163.7006 | 0 | -1 | 20.3017 | 0 | -1 | 39.7185 | 0 | -1 | 27.8144 | 0 | -1 | 262.7813 | 0 | -1 | 10.7266 | 0 | -1 | 142.895 | 0 | -1 | 20.3017 | 0 | -1 | 39.7185 | 0 | -1 | 27.8144 | 0 | -1 | 241.4563 | 0 | -1 | 10.0801 | 0 | -1 | 49.0687 | 0 | -1 | 15.3747 | 0 | -1 | 39.7185 | 0 | -1 | 27.1191 | 0 | -1 | 141.3611 | 0 | -1

## MidriseApartment_3135m211
Epoch | Pre1980 | [17 empty] | Post1980 | [17 empty] | New2004
Energy Type | Cooling (kWh/m2) |  |  | Heating (kWh/m2) |  |  | Lights (kWh/m2) |  |  | Equipment (kWh/m2) |  |  | DHW (kWh/m2) |  |  | EUI (kWh/m2) |  |  | Cooling (kWh/m2) |  |  | Heating (kWh/m2) |  |  | Lights (kWh/m2) |  |  | Equipment (kWh/m2) |  |  | DHW (kWh/m2) |  |  | EUI (kWh/m2) |  |  | Cooling (kWh/m2) |  |  | Heating (kWh/m2) |  |  | Lights (kWh/m2) |  |  | Equipment (kWh/m2) |  |  | DHW (kWh/m2) |  |  | EUI (kWh/m2)
Simulation Type | EP | UMI | error | EP | UMI | error | EP | UMI | error | EP | UMI | error | EP | UMI | error | EP | UMI | error | EP | UMI | error | EP | UMI | error | EP | UMI | error | EP | UMI | error | EP | UMI | error | EP | UMI | error | EP | UMI | error | EP | UMI | error | EP | UMI | error | EP | UMI | error | EP | UMI | error | EP | UMI | error
Month
1 | 0 | 0 |  | 37.32 | 0 | -1 | 1.7227 | 0 | -1 | 3.3724 | 0 | -1 | 2.7837 | 0 | -1 | 45.1988 | 0 | -1 | 0 | 0 |  | 32.8695 | 0 | -1 | 1.7227 | 0 | -1 | 3.3724 | 0 | -1 | 2.7837 | 0 | -1 | 40.7483 | 0 | -1 | 0 | 0 |  | 13.2971 | 0 | -1 | 1.305 | 0 | -1 | 3.3724 | 0 | -1 | 2.7141 | 0 | -1 | 20.6887 | 0 | -1
2 | 2.7518e-05 | 0 | -1 | 29.1869 | 0 | -1 | 1.5561 | 0 | -1 | 3.0461 | 0 | -1 | 2.5663 | 0 | -1 | 36.3555 | 0 | -1 | 3.3611e-05 | 0 | -1 | 25.7188 | 0 | -1 | 1.5561 | 0 | -1 | 3.0461 | 0 | -1 | 2.5663 | 0 | -1 | 32.8874 | 0 | -1 | 0.00012205 | 0 | -1 | 9.679 | 0 | -1 | 1.1788 | 0 | -1 | 3.0461 | 0 | -1 | 2.5021 | 0 | -1 | 16.4062 | 0 | -1
3 | 0.0025705 | 0 | -1 | 19.5318 | 0 | -1 | 1.7306 | 0 | -1 | 3.377 | 0 | -1 | 2.7762 | 0 | -1 | 27.4181 | 0 | -1 | 0.0019251 | 0 | -1 | 17.0582 | 0 | -1 | 1.7306 | 0 | -1 | 3.377 | 0 | -1 | 2.7762 | 0 | -1 | 24.9439 | 0 | -1 | 0.010062 | 0 | -1 | 4.81 | 0 | -1 | 1.3089 | 0 | -1 | 3.377 | 0 | -1 | 2.7068 | 0 | -1 | 12.2128 | 0 | -1
4 | 0.47501 | 0 | -1 | 11.1644 | 0 | -1 | 1.6658 | 0 | -1 | 3.2629 | 0 | -1 | 2.517 | 0 | -1 | 19.0851 | 0 | -1 | 0.44336 | 0 | -1 | 9.673 | 0 | -1 | 1.6658 | 0 | -1 | 3.2629 | 0 | -1 | 2.517 | 0 | -1 | 17.5621 | 0 | -1 | 0.42975 | 0 | -1 | 2.388 | 0 | -1 | 1.2623 | 0 | -1 | 3.2629 | 0 | -1 | 2.4541 | 0 | -1 | 9.797 | 0 | -1
5 | 0.58178 | 0 | -1 | 3.1918 | 0 | -1 | 1.7266 | 0 | -1 | 3.3747 | 0 | -1 | 2.3611 | 0 | -1 | 11.236 | 0 | -1 | 0.50349 | 0 | -1 | 2.6746 | 0 | -1 | 1.7266 | 0 | -1 | 3.3747 | 0 | -1 | 2.3611 | 0 | -1 | 10.6405 | 0 | -1 | 0.76369 | 0 | -1 | 0.21643 | 0 | -1 | 1.3069 | 0 | -1 | 3.3747 | 0 | -1 | 2.3021 | 0 | -1 | 7.9638 | 0 | -1
6 | 2.2267 | 0 | -1 | 0.36445 | 0 | -1 | 1.6737 | 0 | -1 | 3.2675 | 0 | -1 | 2.0532 | 0 | -1 | 9.5856 | 0 | -1 | 2.1178 | 0 | -1 | 0.26389 | 0 | -1 | 1.6737 | 0 | -1 | 3.2675 | 0 | -1 | 2.0532 | 0 | -1 | 9.3761 | 0 | -1 | 1.9147 | 0 | -1 | 0.0003981 | 0 | -1 | 1.2662 | 0 | -1 | 3.2675 | 0 | -1 | 2.0019 | 0 | -1 | 8.4506 | 0 | -1
7 | 4.2248 | 0 | -1 | 0.028805 | 0 | -1 | 1.7187 | 0 | -1 | 3.3701 | 0 | -1 | 1.9473 | 0 | -1 | 11.2898 | 0 | -1 | 4.0962 | 0 | -1 | 0.014454 | 0 | -1 | 1.7187 | 0 | -1 | 3.3701 | 0 | -1 | 1.9473 | 0 | -1 | 11.1468 | 0 | -1 | 3.1485 | 0 | -1 | 0 | 0 |  | 1.3031 | 0 | -1 | 3.3701 | 0 | -1 | 1.8987 | 0 | -1 | 9.7204 | 0 | -1
8 | 2.6206 | 0 | -1 | 0.11928 | 0 | -1 | 1.7306 | 0 | -1 | 3.377 | 0 | -1 | 1.8846 | 0 | -1 | 9.7321 | 0 | -1 | 2.5273 | 0 | -1 | 0.073354 | 0 | -1 | 1.7306 | 0 | -1 | 3.377 | 0 | -1 | 1.8846 | 0 | -1 | 9.5928 | 0 | -1 | 2.2801 | 0 | -1 | 0 | 0 |  | 1.3089 | 0 | -1 | 3.377 | 0 | -1 | 1.8375 | 0 | -1 | 8.8035 | 0 | -1
9 | 1.0464 | 0 | -1 | 1.0617 | 0 | -1 | 1.6658 | 0 | -1 | 3.2629 | 0 | -1 | 1.8893 | 0 | -1 | 8.9261 | 0 | -1 | 0.97898 | 0 | -1 | 0.82653 | 0 | -1 | 1.6658 | 0 | -1 | 3.2629 | 0 | -1 | 1.8893 | 0 | -1 | 8.6236 | 0 | -1 | 1.2035 | 0 | -1 | 0.031378 | 0 | -1 | 1.2623 | 0 | -1 | 3.2629 | 0 | -1 | 1.8421 | 0 | -1 | 7.6021 | 0 | -1
10 | 0.055734 | 0 | -1 | 7.7453 | 0 | -1 | 1.7227 | 0 | -1 | 3.3724 | 0 | -1 | 2.1309 | 0 | -1 | 15.027 | 0 | -1 | 0.045184 | 0 | -1 | 6.523 | 0 | -1 | 1.7227 | 0 | -1 | 3.3724 | 0 | -1 | 2.1309 | 0 | -1 | 13.7942 | 0 | -1 | 0.23546 | 0 | -1 | 1.1375 | 0 | -1 | 1.305 | 0 | -1 | 3.3724 | 0 | -1 | 2.0776 | 0 | -1 | 8.128 | 0 | -1
11 | 0.01235 | 0 | -1 | 18.929 | 0 | -1 | 1.6698 | 0 | -1 | 3.2652 | 0 | -1 | 2.295 | 0 | -1 | 26.1714 | 0 | -1 | 0.012383 | 0 | -1 | 16.4202 | 0 | -1 | 1.6698 | 0 | -1 | 3.2652 | 0 | -1 | 2.295 | 0 | -1 | 23.6626 | 0 | -1 | 0.09434 | 0 | -1 | 5.383 | 0 | -1 | 1.2642 | 0 | -1 | 3.2652 | 0 | -1 | 2.2377 | 0 | -1 | 12.2444 | 0 | -1
12 | 0 | 0 |  | 35.0572 | 0 | -1 | 1.7187 | 0 | -1 | 3.3701 | 0 | -1 | 2.6097 | 0 | -1 | 42.7558 | 0 | -1 | 0 | 0 |  | 30.7794 | 0 | -1 | 1.7187 | 0 | -1 | 3.3701 | 0 | -1 | 2.6097 | 0 | -1 | 38.478 | 0 | -1 | 0 | 0 |  | 12.1259 | 0 | -1 | 1.3031 | 0 | -1 | 3.3701 | 0 | -1 | 2.5445 | 0 | -1 | 19.3436 | 0 | -1
Annual | 11.246 | 0 | -1 | 163.7006 | 0 | -1 | 20.3017 | 0 | -1 | 39.7185 | 0 | -1 | 27.8144 | 0 | -1 | 262.7813 | 0 | -1 | 10.7266 | 0 | -1 | 142.895 | 0 | -1 | 20.3017 | 0 | -1 | 39.7185 | 0 | -1 | 27.8144 | 0 | -1 | 241.4563 | 0 | -1 | 10.0801 | 0 | -1 | 49.0687 | 0 | -1 | 15.3747 | 0 | -1 | 39.7185 | 0 | -1 | 27.1191 | 0 | -1 | 141.3611 | 0 | -1